## Room Schedule
Id | Number | Name | Level: Name | Level Import | Cost Center | Area | Area Import | Notes | Bldg Year | Head Wall Count | Bed Count | Bed Status | Air Tested
218933 | 1115 | CLEAN UTILITY/OFFICE | Level 1 | Level 1 | 47142 | 89.9609 | 90 |  | HER,1980 |  |  |  | YES
218934 | 1116 | SOILED UTILITY | Level 1 | Level 1 | 47142 | 99.1711 | 99 |  | HER,1980 |  |  |  | YES
218935 | 1117 | PHARMACY ANTEROOM | Level 1 | Level 1 | 47142 | 185.0284 | 185 |  | HER,1980 |  |  |  | UNKNOWN
218936 | 1118 | PHARMACY NON-HD BUFFER | Level 1 | Level 1 | 47142 | 135.0549 | 135 | HOOD | HER,1980 |  |  |  | YES
218937 | 1119 | PHARMACY HD BUFFER | Level 1 | Level 1 | 47142 | 242.7522 | 243 | HOOD | HER,1980 |  |  |  | YES
218938 | 1120 | STORAGE | Level 1 | Level 1 | 47142 | 59.6776 | 59 |  | HER,1980 |  |  |  | YES
218939 | 1124 | TOILET | Level 1 | Level 1 | 47142 | 61.5496 | 62 |  | HER,1980 |  |  |  | YES
218940 | 1125 | PHARMACY OFFICE | Level 1 | Level 1 | 47142 | 336.908 | 337 |  | HER,1980 |  |  |  | YES
218941 | 1126 | FIN COUNSELING | Level 1 | Level 1 | 47142 | 94.2139 | 94 |  | HER,1980 |  |  |  | YES
218942 | 1127 | FIN COUNSELING | Level 1 | Level 1 | 47142 | 94.194 | 94 |  | HER,1980 |  |  |  | YES
218943 | 1128 | SCHEDULING | Level 1 | Level 1 | 47142 | 98.9453 | 99 |  | HER,1980 |  |  |  | YES
219100 | 1128A | STORAGE | Level 1 | Level 1 | 47142 | 83.8524 | 84 |  | HER,1980 |  |  |  | YES
219101 | 1128B | FIN COUNSELING / SCHED | Level 1 | Level 1 | 47142 | 172.9977 | 291 |  | HER,1980 |  |  |  | YES
500761 | 1128C | FIN COUNSELING / SCHED | Level 1 | Level LL | 47142 | 118.1603 | 764 |  | HER,1980 |  |  |  | YES
219102 | 1128D | COMMUNICATIONS/TELCOM EQUIP | Level 1 | Level 1 | 47142 | 41.605 | 42 |  | HER,1980 |  |  |  | YES
219103 | 1128E | COMMUNICATIONS CLOSET/TELCOM EQUIP | Level 1 | Level 1 | 47142 | 24.3335 | 24 |  | HER,1980 |  |  |  | YES
219104 | 1128F | CLOSET | Level 1 | Level 1 | 47142 | 18.9583 | 19 |  | HER,1980 |  |  |  | YES
218944 | 1129 | PHELBOTOMY | Level 1 | Level 1 | 47142 | 147.7851 | 148 |  | HER,1980 |  |  |  | NO
218945 | 1130 | RECEPTION | Level 1 | Level 1 | 47142 | 1796.347 | 1797 |  | HER,1980 |  |  |  | YES
219105 | 1130A | ELEC EQUIP | Level 1 | Level 1 | 47142 | 25.2534 | 25 |  | HER,1980 |  |  |  | YES
218946 | 1131 | TOILET - SPECIMEN | Level 1 | Level 1 | 47142 | 55.3949 | 55 |  | HER,1980 |  |  |  | NO
219106 | 1131A | TELCOM/ELEC EQUIP | Level 1 | Level 1 | 47142 | 5.9154 | 6 |  | HER,1980 |  |  |  | YES
218947 | 1132 | LAB | Level 1 | Level 1 | 47142 | 665.9818 | 666 |  | HER,1980 |  |  |  | YES
218948 | 1133 | NURSE STATION | Level 1 | Level 1 | 47142 | 258.4353 | 258 |  | HER,1980 |  |  |  | YES
218949 | 1134 | EXAM 9 | Level 1 | Level 1 | 47142 | 132.9408 | 133 |  | HER,1980 |  |  |  | YES
218950 | 1135 | EXAM 10 | Level 1 | Level 1 | 47142 | 135.9076 | 136 |  | HER,1980 |  |  |  | YES
218951 | 1136 | EXAM 11 | Level 1 | Level 1 | 47142 | 128.8439 | 129 |  | HER,1980 |  |  |  | YES
218952 | 1137 | EXAM 12 | Level 1 | Level 1 | 47142 | 125.8768 | 126 |  | HER,1980 |  |  |  | YES
218953 | 1138 | EXAM 8 | Level 1 | Level 1 | 47142 | 137.8417 | 138 |  | HER,1980 |  |  |  | YES
218954 | 1139 | EXAM 7 | Level 1 | Level 1 | 47142 | 140.918 | 141 |  | HER,1980 |  |  |  | YES
218955 | 1140 | EXAM 6 | Level 1 | Level 1 | 47142 | 140.9181 | 141 |  | HER,1980 |  |  |  | YES
218956 | 1141 | EXAM 5 | Level 1 | Level 1 | 47142 | 140.918 | 141 |  | HER,1980 |  |  |  | YES
218957 | 1142 | EXAM 4 | Level 1 | Level 1 | 47142 | 143.8478 | 144 |  | HER,1980 |  |  |  | YES
218958 | 1143 | WORK ROOM | Level 1 | Level 1 | 47142 | 94.6288 | 95 |  | HER,1980 |  |  |  | NO
218959 | 1144 | EXAM 3 | Level 1 | Level 1 | 47142 | 140.9181 | 141 |  | HER,1980 |  |  |  | YES
218960 | 1145 | EXAM 2 | Level 1 | Level 1 | 47142 | 140.918 | 141 |  | HER,1980 |  |  |  | YES
218961 | 1146 | EXAM 1 | Level 1 | Level 1 | 47142 | 166.5529 | 166 |  | HER,1980 |  |  |  | YES
218962 | 1147 | OFFICE | Level 1 | Level 1 | 47142 | 155.0129 | 155 |  | HER,1980 |  |  |  | YES
218963 | 1148 | ADMIN | Level 1 | Level 1 | 47142 | 123.1506 | 123 |  | HER,1980 |  |  |  | YES
218964 | 1149 | OFFICE | Level 1 | Level 1 | 47142 | 132.8394 | 133 |  | HER,1980 |  |  |  | YES
218965 | 1150 | MD | Level 1 | Level 1 | 47142 | 125.1958 | 125 |  | HER,1980 |  |  |  | YES
218966 | 1151 | ADMIN | Level 1 | Level 1 | 47142 | 158.9134 | 159 |  | HER,1980 |  |  |  | YES
218967 | 1152 | MD 2 | Level 1 | Level 1 | 47142 | 127.4851 | 127 |  | HER,1980 |  |  |  | YES
218968 | 1153 | MD 3 | Level 1 | Level 1 | 47142 | 132.8394 | 133 |  | HER,1980 |  |  |  | YES
218969 | 1154 | MD 4 | Level 1 | Level 1 | 47142 | 132.8394 | 133 |  | HER,1980 |  |  |  | YES
218970 | 1155 | ADMIN | Level 1 | Level 1 | 47142 | 165.0327 | 165 |  | HER,1952 |  |  |  | YES
219107 | 1155A | OFFICE | Level 1 | Level 1 | 47142 | 166.4002 | 166 |  | HER,1980 |  |  |  | YES
218971 | 1157 | JANITOR | Level 1 | Level 1 | 48460 | 39.5166 | 40 |  | HER,1952 |  |  |  | YES
218972 | 1158 | COPY FAX ROOM | Level 1 | Level 1 | 47142 | 42.9971 | 43 |  | HER,1952 |  |  |  | YES
218973 | 1159 | ELEC EQUIP | Level 1 | Level 1 | 47142 | 14.079 | 14 |  | HER,1952 |  |  |  | YES
218974 | 1160 | TOILET - WOMENS | Level 1 | Level 1 | 47142 | 77.0446 | 77 |  | HER,1952 |  |  |  | YES
218975 | 1161 | TELCOM EQUIP | Level 1 | Level 1 | 47142 | 4.3727 | 4 |  | HER,1952 |  |  |  | YES
218976 | 1162 | TOILET - MENS | Level 1 | Level 1 | 47142 | 79.403 | 79 |  | HER,1952 |  |  |  | YES
218977 | 1163 | MD 6 | Level 1 | Level 1 | 47142 | 129.7213 | 132 |  | HER,1952 |  |  |  | YES
218978 | 1164 | MD 7 | Level 1 | Level 1 | 47142 | 132.416 | 132 |  | HER,1952 |  |  |  | YES
218979 | 1165 | ADMIN | Level 1 | Level 1 | 47142 | 169.6012 | 170 |  | HER,1952 |  |  |  | YES
218980 | 1166 | MD 8 | Level 1 | Level 1 | 47142 | 136.1213 | 136 |  | HER,1952 |  |  |  | YES
218981 | 1167 | MD 9 | Level 1 | Level 1 | 47142 | 128.9896 | 129 |  | HER,1952 |  |  |  | YES
218982 | 1169 | MD 10 | Level 1 | Level 1 | 47142 | 169.8163 | 170 |  | HER,1952 |  |  |  | YES
218983 | 1170 | CONFERENCE | Level 1 | Level 1 | 47142 | 237.5059 | 238 |  | HER,1952 |  |  |  | YES
218984 | 1171 | TREATMENT 13-14/CLEAN SOILED UTILITY | Level 1 | Level 1 | 47142 | 120.5319 | 121 |  | HER,1952 |  |  |  | YES
218985 | 1172 | NURSE STATION | Level 1 | Level 1 | 47142 | 298.9007 | 299 |  | HER,1952 |  |  |  | YES
218986 | 1173 | CHEMO SUPPLY/OMNI CELL | Level 1 | Level 1 | 47142 | 129.3944 | 129 |  | HER,1952 |  |  |  | YES
218987 | 1174 | CHEMO WORK ROOM | Level 1 | Level 1 | 47142 | 128.9214 | 129 |  | HER,1952 |  |  |  | YES
218988 | 1175 | CLEAN UTILITY/OFFICE | Level 1 | Level 1 | 47142 | 127.9751 | 128 |  | HER,1952 |  |  |  | YES
218989 | 1176 | TREATMENT 15-16 | Level 1 | Level 1 | 47142 | 121.9098 | 122 |  | HER,1952 |  |  |  | NO
218990 | 1178 | TREATMENT 1 | Level 1 | Level 1 | 47142 | 133.6246 | 134 |  | HER,1952 |  |  |  | NO
218991 | 1179 | TREATMENT 2 | Level 1 | Level 1 | 47142 | 143.3164 | 143 |  | HER,1952 |  |  |  | NO
218992 | 1180 | TREATMENT 3 | Level 1 | Level 1 | 47142 | 151.3859 | 151 |  | HER,1952 |  |  |  | NO
218993 | 1181 | TREATMENT 4 | Level 1 | Level 1 | 47142 | 142.5847 | 143 |  | HER,1952 |  |  |  | NO
218994 | 1182 | TREATMENT 5 | Level 1 | Level 1 | 47142 | 132.4558 | 132 |  | HER,1952 |  |  |  | NO
218995 | 1183 | TREATMENT 6 | Level 1 | Level 1 | 47142 | 164.2665 | 164 |  | HER,1952 |  |  |  | NO
218996 | 1184 | TREATMENT 7 | Level 1 | Level 1 | 47142 | 163.0503 | 163 |  | HER,1952 |  |  |  | NO
218997 | 1185 | TREATMENT 8 | Level 1 | Level 1 | 47142 | 134.6284 | 134 |  | HER,1952 |  |  |  | NO
218998 | 1186 | TREATMENT 9 - NEG PRESS | Level 1 | Level 1 | 47142 | 140.0095 | 140 |  | HER,1952 |  |  |  | YES
218999 | 1187 | TREATMENT 10 - POS PRESS | Level 1 | Level 1 | 47142 | 141.1483 | 141 |  | HER,1952 |  |  |  | YES
219000 | 1188 | TREATMENT 11 - POS PRESS | Level 1 | Level 1 | 47142 | 142.973 | 143 |  | HER,1964 |  |  |  | YES
219001 | 1189 | TREATMENT 12 | Level 1 | Level 1 | 47142 | 158.3717 | 158 |  | HER,1964 |  |  |  | NO
219108 | 1190A | SECURITY | Level 1 | Level 1 | 48420 | 211.6965 | 212 |  | HER,1980 |  |  |  | YES
219002 | 1194 | TELCOM EQUIP/FA PRINTER | Level 1 | Level 1 | 48450 | 23.918 | 24 |  | HER,1928 |  |  |  | YES
219003 | 1240 | OFFICE | Level 1 | Level 1 | 47142 | 78.2244 | 78 |  | HER,1928 |  |  |  | YES
219004 | 1241 | EXAM OFFICE | Level 1 | Level 1 | 47142 | 74.8592 | 75 |  | HER,1928 |  |  |  | YES
219005 | 1242 | EXAM OFFICE | Level 1 | Level 1 | 47142 | 80.2283 | 80 |  | HER,1928 |  |  |  | YES
219006 | 1243 | TOILET | Level 1 | Level 1 | 47142 | 26.2353 | 26 |  | HER,1928 |  |  |  | YES
219007 | 1244 | TOILET | Level 1 | Level 1 | 47142 | 61.1764 | 61 |  | HER,1928 |  |  |  | YES
219008 | 1245 | OFFICE | Level 1 | Level 1 | VACANT | 79.7774 | 80 | was EXAM OFFICE | HER,1928 |  |  |  | YES
219009 | 1246 | STORAGE | Level 1 | Level 1 | 47142 | 60.1593 | 60 |  | HER,1928 |  |  |  | YES
219109 | 1246A | JANITOR | Level 1 | Level 1 | 48460 | 9.8621 | 10 |  | HER,1980 |  |  |  | YES
219010 | 1247 | DATA | Level 1 | Level 1 | VACANT | 69.2075 | 71 |  | HER,1928 |  |  |  | YES
219011 | 1248 | CLERICAL/STORAGE | Level 1 | Level 1 | 88400 | 152.5206 | 153 | was OFFICE | HER,1928 |  |  |  | YES
219012 | 1249 | STORAGE | Level 1 | Level 1 | 88400 | 41.4228 | 41 | was STORAGE - AUTOCLAVE | HER,1928 |  |  |  | YES
219013 | 1250 | OFFICE | Level 1 | Level 1 | 88400 | 79.4057 | 79 | was OFFICE | HER,1928 |  |  |  | YES
219014 | 1251 | LAB/OFFICE | Level 1 | Level 1 | 47710 | 157.3534 | 157 |  | HER,1928 |  |  |  | YES
219015 | 1252 | LAB/STORAGE | Level 1 | Level 1 | 47710 | 39.9584 | 40 | was HISTOLOGY LAB | HER,1964 |  |  |  | YES
219016 | 1253 | OFFICE | Level 1 | Level 1 | 88400 | 248.6908 | 249 | was OFFICE | HER,1964 |  |  |  | YES
219017 | 1254 | PANTRY/OFFICE | Level 1 | Level 1 | 88400 | 206.6827 | 206 | was PANTRY | HER,1964 |  |  |  | YES
219018 | 1255 | LAB/STORAGE | Level 1 | Level 1 | 88400 | 135.867 | 136 | was OFFICE - HAZ MAT | HER,1964 |  |  |  | YES
219019 | 1256 | STORAGE | Level 1 | Level 1 | 47142 | 41.4277 | 41 |  | HER,1964 |  |  |  | YES
219020 | 1257 | LAB STORAGE | Level 1 | Level 1 | 27500 | 75.6097 | 76 | was TOILET | HER,1964 |  |  |  | YES
219021 | 1258 | SLIDES LAB | Level 1 | Level 1 | 27500 | 304.7778 | 305 | was SPECIMEN | HER,1964 |  |  |  | YES
219022 | 1259 | LAB | Level 1 | Level 1 | 27500 | 136.8767 | 137 | was STORAGE | HER,1964 |  |  |  | YES
219023 | 1261 | SALON CANCER CTR | Level 1 | Level 1 | 47142 | 263.4812 | 263 | was CONFERENCE | HER,1964 |  |  |  | YES
219024 | 1262 | CLERICAL/STORAGE | Level 1 | Level 1 | 88400 | 962.6871 | 963 |  | HER,1964 |  |  |  | YES
219025 | 1263 | STORAGE | Level 1 | Level 1 | 47142 | 214.2716 | 214 |  | HER,1964 |  |  |  | YES
219026 | 1264 | OFFICE | Level 1 | Level 1 | 47142 | 220.1767 | 220 |  | HER,1964 |  |  |  | YES
219027 | 1265 | LOUNGE - STAFF | Level 1 | Level 1 | 47142 | 203.0303 | 203 |  | HER,1964 |  |  |  | YES
219028 | 1266 | OFFICE | Level 1 | Level 1 | 47142 | 533.5516 | 534 |  | HER,1964 |  |  |  | YES
219029 | 1268 | TOILET | Level 1 | Level 1 | 47142 | 40.4992 | 40 |  | HER,1964 |  |  |  | YES
219110 | 1268A | JANITOR | Level 1 | Level 1 | 48460 | 24.4792 | 24 |  | HER,1980 |  |  |  | YES
219030 | 1269 | FILE ROOM | Level 1 | Level 1 | 38700 | 353.0972 | 353 |  | HER,1964 |  |  |  | YES
219031 | 1270 | MED GAS BOTTLE STORAGE | Level 1 | Level 1 | 47720 | 125.6214 | 126 |  | HER,1964 |  |  |  | NO
219111 | 1270A | LOADING DOCK | Level 1 | Level 1 | 47630 | 400.0799 | 400 |  | HER,1964 |  |  |  | YES
219032 | 1271 | DATA | Level 1 | Level 1 | VACANT | 268.1898 | 268 |  | HER,1964 |  |  |  | YES
219033 | 1301 | GIFT SHOP | Level 1 | Level 1 | 38670 | 448.2544 | 448 |  | HER,1964 |  |  |  | YES
219112 | 1301A | BISTRO | Level 1 | Level 1 | 48340 | 325.1809 | 325 |  | HER,1945 |  |  |  | YES
219113 | 1301B | GIFT SHOP | Level 1 | Level 1 | 38670 | 60.6325 | 61 |  | HER,1945 |  |  |  | YES
219114 | 1301C | GIFT SHOP DISPLAY | Level 1 | Level 1 | 48340 | 48.3846 | 48 |  | HER,1945 |  |  |  | YES
219034 | 1302 | CHAPEL | Level 1 | Level 1 | 38680 | 138.9018 | 139 |  | HER,1945 |  |  |  | YES
219035 | 1310 | OFFICE | Level 1 | Level 1 | BPCAC | 139.2569 | 139 |  | HER,1945 |  |  |  | YES
219036 | 1311 | STORAGE | Level 1 | Level 1 | BPCAC | 89.9167 | 90 |  | HER,1945 |  |  |  | YES
219037 | 1313 | STORAGE | Level 1 | Level 1 | BPCAC | 111.3923 | 111 |  | HER,1945 |  |  |  | YES
219038 | 1314 | RESEARCH | Level 1 | Level 1 | 38016 | 1463.2069 | 1463 |  | HER,1945 |  |  |  | NO
219039 | 1315 | OFFICE | Level 1 | Level 1 | 38016 | 130.4818 | 130 |  | HER,1945 |  |  |  | YES
219040 | 1318 | STORAGE | Level 1 | Level 1 | 38016 | 44.3952 | 44 |  | HER,1945 |  |  |  | YES
219041 | 1319 | TREATMENT | Level 1 | Level 1 | 38016 | 143.0229 | 143 |  | HER,1945 |  |  |  | YES
219042 | 1320 | TREATMENT | Level 1 | Level 1 | 38016 | 118.5671 | 119 |  | HER,1945 |  |  |  | YES
219043 | 1321 | TREATMENT | Level 1 | Level 1 | 38016 | 129.8206 | 130 |  | HER,1945 |  |  |  | YES
219044 | 1322 | TREATMENT | Level 1 | Level 1 | 38016 | 63.173 | 63 |  | HER,1945 |  |  |  | YES
219045 | 1323 | TREATMENT | Level 1 | Level 1 | 38016 | 146.5663 | 147 |  | HER,1945 |  |  |  | YES
219046 | 1324 | TANK ROOM | Level 1 | Level 1 | 38016 | 100.5504 | 101 |  | HER,1945 |  |  |  | YES
219047 | 1326 | TANK ROOM | Level 1 | Level 1 | 38016 | 83.4125 | 83 |  | HER,1945 |  |  |  | YES
219048 | 1340 | TOILET - MENS | Level 1 | Level 1 | 47142 | 71.9167 | 72 |  | HER,1945 |  |  |  | YES
219049 | 1341 | TOILET - WOMENS | Level 1 | Level 1 | 47142 | 69.6811 | 70 |  | HER,1945 |  |  |  | YES
219050 | 1342 | CONFERENCE | Level 1 | Level 1 | 47142 | 236.7391 | 237 | was OFFICE | HER,1945 |  |  |  | YES
219051 | 1343 | OFFICE | Level 1 | Level 1 | 47142 | 119.8125 | 120 |  | HER,1945 |  |  |  | YES
219052 | 1344 | OFFICE | Level 1 | Level 1 | 47142 | 118.125 | 118 |  | HER,1945 |  |  |  | YES
219053 | 1345 | OFFICE | Level 1 | Level 1 | 47142 | 118.125 | 118 |  | HER,1945 |  |  |  | YES
219054 | 1346 | OFFICE | Level 1 | Level 1 | 47142 | 128.3968 | 128 |  | HER,1945 |  |  |  | YES
219055 | 1347 | OFFICE | Level 1 | Level 1 | 47142 | 122.625 | 123 |  | HER,1945 |  |  |  | YES
219056 | 1348 | OFFICE | Level 1 | Level 1 | 47142 | 122.8469 | 123 |  | HER,1945 |  |  |  | YES
219057 | 1349 | STORAGE | Level 1 | Level 1 | 47142 | 95.1386 | 95 |  | HER,1945 |  |  |  | YES
219058 | 1350 | JANITOR | Level 1 | Level 1 | 48460 | 35.8275 | 36 |  | HER,1945 |  |  |  | YES
219059 | 1351 | COPY / WORK ROOM | Level 1 | Level 1 | 47142 | 123.1771 | 123 | was PANTRY | HER,1945 |  |  |  | YES
219060 | 1352 | EXAM | Level 1 | Level 1 | 47142 | 83.5937 | 84 |  | HER,1980 |  |  |  | YES
219061 | 1353 | COPY | Level 1 | Level 1 | 47142 | 120.2951 | 120 |  | HER,1980 |  |  |  | YES
219062 | 1354 | OFFICE | Level 1 | Level 1 | 47142 | 120.8663 | 121 |  | HER,1980 |  |  |  | YES
219063 | 1355 | SUPPORT | Level 1 | Level 1 | 47142 | 370.8212 | 371 |  | HER,1980 |  |  |  | NO
219064 | 1356 | CONFERENCE | Level 1 | Level 1 | 47142 | 270.25 | 270 |  | HER,1980 |  |  |  | YES
219065 | 1357 | PANTRY | Level 1 | Level 1 | 47142 | 76.0382 | 76 | was EXAM | HER,1980 |  |  |  | YES
219066 | 1358 | SERVER / IT OFFICE | Level 1 | Level 1 | 47142 | 143.5 | 143 | was CONFERENCE | HER,1980 |  |  |  | YES
219067 | 1359 | WAITING | Level 1 | Level 1 | 47142 | 222.014 | 222 |  | HER,1980 |  |  |  | YES
219115 | 1359A | CLERICAL | Level 1 | Level 1 | 47142 | 112.2569 | 112 |  | HER,1980 |  |  |  | YES
219116 | 1359B | TELE | Level 1 | Level 1 | 28470 | 9.6066 | 10 |  | HER,1952 |  |  |  | YES
219068 | 1360 | OFFICE | Level 1 | Level 1 | 47142 | 143.0849 | 143 |  | HER,1952 |  |  |  | YES
219069 | 1361 | ADMITTING | Level 1 | Level 1 | 48560 | 478.323 | 478 |  | HER,1952 |  |  |  | YES
219117 | 1361A | ADMITTING | Level 1 | Level 1 | 48560 | 15.3434 | 15 |  | HER,1964 |  |  |  | YES
219070 | 1362 | ADMITTING | Level 1 | Level 1 | 48560 | 135.6186 | 136 |  | HER,1964 |  |  |  | YES
219118 | 1362B | ADMITTING | Level 1 | Level 1 | 48560 | 92.3446 | 92 |  | HER,1964 |  |  |  | YES
219071 | 1363 | RECEPTION | Level 1 | Level 1 | BPCAC | 422.0938 | 422 |  | HER,1964 |  |  |  | YES
219119 | 1363-1 | OFFICE | Level 1 | Level 1 | BPCAC | 114.7963 | 115 |  | HER,1964 |  |  |  | YES
219120 | 1363-2 | OFFICE | Level 1 | Level 1 | BPCAC | 82.7047 | 83 |  | HER,1945 |  |  |  | YES
219121 | 1363-3 | OFFICE | Level 1 | Level 1 | BPCAC | 96.2451 | 96 |  | HER,1945 |  |  |  | YES
219122 | 1363-4 | STORAGE | Level 1 | Level 1 | BPCAC | 82.3819 | 82 |  | HER,1945 |  |  |  | YES
219123 | 1363-5 | WAITING | Level 1 | Level 1 | BPCAC | 53.3334 | 53 |  | HER,1945 |  |  |  | YES
219124 | 1363-6 | NUTRITION | Level 1 | Level 1 | BPCAC | 99.0565 | 99 |  | HER,1945 |  |  |  | YES
219125 | 1363-7 | JANITOR | Level 1 | Level 1 | BPCAC | 42.8142 | 43 |  | HER,1945 |  |  |  | YES
219126 | 1363-8 | MED RECORDS | Level 1 | Level 1 | BPCAC | 266.757 | 267 |  | HER,1945 |  |  |  | YES
219127 | 1363A | OFFICE | Level 1 | Level 1 | BPCAC | 47.4469 | 47 |  | HER,1945 |  |  |  | YES
219072 | 1368 | STORAGE | Level 1 | Level 1 | 38670 | 62.2888 | 62 |  | HER,1945 |  |  |  | YES
219073 | 1372 | OFFICE | Level 1 | Level 1 | BPCAC | 183.8854 | 184 |  | HER,1945 |  |  |  | YES
219074 | 1373 | TOILET - STAFF | Level 1 | Level 1 | 38710 | 124.9375 | 125 |  | HER,1945 |  |  |  | YES
219075 | 1375 | LOUNGE - MD | Level 1 | Level 1 | 38710 | 378.9375 | 379 |  | HER,1945 |  |  |  | YES
219076 | 1376 | TOILET - STAFF | Level 1 | Level 1 | 38710 | 165.5156 | 166 |  | HER,1945 |  |  |  | YES
219077 | 1377 | OFFICE | Level 1 | Level 1 | 48757 | 385.3646 | 385 | was VOLUNTEERS | HER,1945 |  |  |  | YES
219128 | 1377A | VESTIBULE | Level 1 | Level 1 | 48757 | 49.2448 | 49 | was VOLUNTEERS | HER,1945 |  |  |  | YES
219078 | 1378 | OFFICE | Level 1 | Level 1 | 48757 | 160.5208 | 161 | was VOLUNTEERS | HER,1945 |  |  |  | YES
219079 | 1379 | VOLUNTEERS | Level 1 | Level 1 | 38670 | 245.1749 | 245 |  | HER,1945 |  |  |  | YES
219080 | 1380 | PHARMACY | Level 1 | Level 1 | 47710 | 628.9065 | 629 | HOOD per Diane 10/30/2014 | HER,1945 |  |  |  | YES
219129 | 1380A | OFFICE | Level 1 | Level 1 | 47710 | 198.4232 | 198 | 2 BEDS | HER,1945 |  |  |  | YES
219130 | 1380B | TOILET | Level 1 | Level 1 | 47710 | 25.1667 | 25 |  | HER,1928 |  |  |  | YES
219131 | 1380C | OFFICE | Level 1 | Level 1 | 47710 | 74.5869 | 75 |  | HER,1945 |  |  |  | YES
219132 | 1380D | PHARMACY | Level 1 | Level 1 | 47710 | 193.4914 | 193 | HOOD | HER,1945 |  |  |  | YES
219081 | 1381 | OFFICE (2 BEDS) | Level 1 | Level 1 | BPCAC | 202.1494 | 202 | 2 BEDS per Diane 10/16/2014 | HER,1945 |  |  |  | YES
219133 | 1381A | TOILET | Level 1 | Level 1 | BPCAC | 31.2988 | 31 |  | HER,1945 |  |  |  | YES
219082 | 1382 | OFFICE | Level 1 | Level 1 | BPCAC | 187.9625 | 188 |  | HER,1945 |  |  |  | YES
219134 | 1382A | TOILET | Level 1 | Level 1 | BPCAC | 43.2692 | 43 |  | HER,1945 |  |  |  | YES
219083 | 1383 | COPY / SUPPLY | Level 1 | Level 1 | BPCAC | 90.9236 | 91 |  | HER,1945 |  |  |  | YES
219084 | 1384 | OFFICE | Level 1 | Level 1 | BPCAC | 242.2396 | 242 | 2 BEDS | HER,1945 |  |  |  | YES
219135 | 1384A | TOILET | Level 1 | Level 1 | BPCAC | 35.7329 | 36 |  | HER,1945 |  |  |  | YES
219085 | 1385 | TOILET - STAFF | Level 1 | Level 1 | BPCAC | 92.4326 | 92 |  | HER,1945 |  |  |  | YES
219136 | 1385A | STORAGE | Level 1 | Level 1 | BPCAC | 24.3333 | 24 |  | HER,1980 |  |  |  | YES
219086 | 1386 | LOUNGE - STAFF | Level 1 | Level 1 | BPCAC | 140.8906 | 141 |  | HER,1980 |  |  |  | YES
219087 | 1387 | WAITING | Level 1 | Level 1 | BPCAC | 248.2943 | 248 |  | HER,1980 |  |  |  | YES
219137 | 1387A | TOILET | Level 1 | Level 1 | BPCAC | 45.8016 | 46 |  | HER,1980 |  |  |  | YES
219088 | 1388 | WAITING | Level 1 | Level 1 | BPCAC | 263.9683 | 264 |  | HER,1980 |  |  |  | YES
219138 | 1388A | OFFICE | Level 1 | Level 1 | BPCAC | 170.3811 | 170 |  | HER,1980 |  |  |  | YES
219139 | 1388B | STORAGE | Level 1 | Level 1 | BPCAC | 62.0275 | 62 |  | HER,1964 |  |  |  | YES
219140 | 1388C | TOILET | Level 1 | Level 1 | BPCAC | 107.0233 | 107 |  | HER,1980 |  |  |  | YES
219089 | 1389 | CASHIER | Level 1 | Level 1 | BPCAC | 65.4141 | 65 |  | HER,1952 |  |  |  | YES
219090 | 1390 | NURSE STATION | Level 1 | Level 1 | BPCAC | 125.0706 | 125 |  | HER,1945 |  |  |  | YES
219141 | 1390A | OFFICE | Level 1 | Level 1 | BPCAC | 113.1243 | 113 |  | HER,1945 |  |  |  | YES
219142 | 1390B | SOILED UTILITY | Level 1 | Level 1 | BPCAC | 36.0559 | 36 |  | HER,1964 |  |  |  | YES
219091 | 1391 | EXAM 5 | Level 1 | Level 1 | BPCAC | 170.7507 | 171 |  | HER,1964 |  |  |  | YES
219092 | 1392 | OFFICE | Level 1 | Level 1 | BPCAC | 141.6083 | 142 |  | HER,1945 |  |  |  | YES
219093 | 1393 | TOILET | Level 1 | Level 1 | BPCAC | 47.2898 | 47 |  | HER,1980 |  |  |  | YES
219094 | 1394 | LAB | Level 1 | Level 1 | BPCAC | 200.2573 | 200 |  | HER,1980 |  |  |  | YES
219143 | 1394A | CLEAN UTILITY | Level 1 | Level 1 | BPCAC | 72.5982 | 73 |  | HER,1952 |  |  |  | YES
219095 | 1395 | OFFICE | Level 1 | Level 1 | BPCAC | 124.0118 | 124 |  | HER,1952 |  |  |  | YES
219144 | 1395A | OFFICE | Level 1 | Level 1 | BPCAC | 159.6792 | 160 |  | HER,1952 |  |  |  | YES
219096 | 1396 | EXAM 4 | Level 1 | Level 1 | BPCAC | 175.7612 | 176 |  | HER,1952 |  |  |  | YES
219145 | 1396A | STORAGE | Level 1 | Level 1 | BPCAC | 57.5004 | 58 |  | HER,1945 |  |  |  | YES
219146 | 1396B | STORAGE | Level 1 | Level 1 | BPCAC | 122.1275 | 122 |  | HER,1945 |  |  |  | YES
219097 | 1397 | EXAM 3 | Level 1 | Level 1 | BPCAC | 122.5899 | 123 |  | HER,1945 |  |  |  | YES
219098 | 1398 | EXAM 2 | Level 1 | Level 1 | BPCAC | 117.9896 | 118 |  | HER,1945 |  |  |  | YES
219099 | 1399 | EXAM 1 | Level 1 | Level 1 | BPCAC | 117.5573 | 118 |  | HER,1945 |  |  |  | YES
219147 | BCM 1190 | LOBBY | Level 1 | Level 1 | COMMON | 2119.7181 | 2120 |  | HER,1980 |  |  |  | YES
219148 | BCM 1190B | LOBBY ENTRANCE | Level 1 | Level 1 | COMMON | 265.141 | 265 |  | HER,1980 |  |  |  | YES
219149 | BCM 1190C | LOBBY VALET KIOSK | Level 1 | Level 1 | COMMON | 134.4867 | 134 |  | HER,1980 |  |  |  | YES
219150 | BCM 1191 | TOILET - MEN'S ADA | Level 1 | Level 1 | COMMON | 57.4127 | 57 |  | HER,1980 |  |  |  | YES
219151 | BCM 1192 | TOILET - WOMEN'S ADA | Level 1 | Level 1 | COMMON | 60.4145 | 60 |  | HER,1980 |  |  |  | YES
219152 | BCM 1193 | LOBBY / CORRIDOR | Level 1 | Level 1 | COMMON | 379.1697 | 372 |  | HER,1980 |  |  |  | YES
219153 | BCM 1300 | LOBBY / CORRIDOR | Level 1 | Level 1 | COMMON | 616.4058 | 616 |  | HER,1952 |  |  |  | YES
219154 | C113 | CORRIDOR | Level 1 | Level 1 | 47142 | 610.6101 | 611 |  | HER,1952 |  |  |  | YES
219155 | C114 | CORRIDOR | Level 1 | Level 1 | 47142 | 2095.9728 | 2096 |  | HER,1952 |  |  |  | YES
219156 | C115 | CORRIDOR | Level 1 | Level 1 | 47142 | 984.5934 | 984 |  | HER,1952 |  |  |  | YES
219157 | C115A | CORRIDOR | Level 1 | Level 1 | 47142 | 156.8679 | 157 |  | HER,1952 |  |  |  | YES
219158 | C124 | CORRIDOR / RECEPT | Level 1 | Level 1 | 47142 | 800.2818 | 801 |  | HER,1952 |  |  |  | YES
219159 | C135 | CORRIDOR | Level 1 | Level 1 | BPCAC | 356.946 | 357 |  | HER,1952 |  |  |  | YES
219160 | C136 | CORRIDOR | Level 1 | Level 1 | BPCAC | 477.2725 | 477 |  | HER,1980 |  |  |  | YES
219161 | C148 | CORRIDOR | Level 1 | Level 1 | 47142 | 283.1947 | 283 |  | HER,1952 |  |  |  | YES
219162 | C149 | CORRIDOR | Level 1 | Level 1 | 47142 | 819.0726 | 819 |  | HER,1952 |  |  |  | YES
219163 | FCM 1362A | TOILET (NOT ADA) | Level 1 | Level 1 | FCM | 58.7552 | 59 |  | HER,1994 |  |  |  | YES
219164 | FCM C111 | CORRIDOR | Level 1 | Level 1 | FCM | 391.7444 | 392 |  | HER,1980 |  |  |  | YES
219165 | FCM C112 | ELEVATOR LOBBY | Level 1 | Level 1 | FCM | 250.1241 | 250 |  | HER,1980 |  |  |  | YES
219166 | FCM C121 | CORRIDOR | Level 1 | Level 1 | FCM | 310.9908 | 311 |  | HER,1980 |  |  |  | YES
219167 | FCM C122 | CORRIDOR | Level 1 | Level 1 | FCM | 411.2884 | 411 |  | HER,1980 |  |  |  | YES
219168 | FCM C123 | CORRIDOR | Level 1 | Level 1 | FCM | 97.5231 | 98 |  | HER,1980 |  |  |  | YES
219169 | FCM C125 | CORRIDOR | Level 1 | Level 1 | FCM | 325.889 | 326 |  | HER,1980 |  |  |  | YES
219170 | FCM C131 | CORRIDOR | Level 1 | Level 1 | FCM | 902.2657 | 902 |  | HER,1980 |  |  |  | YES
219171 | FCM C132 | CORRIDOR | Level 1 | Level 1 | FCM | 1346.6805 | 1347 |  | HER,1980 |  |  |  | YES
219172 | FCM C133 | CORRIDOR | Level 1 | Level 1 | FCM | 790.3356 | 790 |  | HER,1980 |  |  |  | YES
219173 | FCM C133A | CORRIDOR | Level 1 | Level 1 | FCM | 142.5957 | 143 |  | HER,1980 |  |  |  | YES
219174 | FCM C133B | CORRIDOR | Level 1 | Level 1 | FCM | 271.3375 | 271 |  | HER,1980 |  |  |  | YES
219175 | FCM C134 | CORRIDOR | Level 1 | Level 1 | FCM | 274.3583 | 274 |  | HER,1980 |  |  |  | YES
219176 | NRT 1-01 | STAIR 1 / ELEV 2 | Level 1 | Level 1 | N/A | 382.3091 | 382 |  | HER,1952 |  |  |  | YES
219177 | NRT 1-02 | STAIR 2 | Level 1 | Level 1 | N/A | 152.5825 | 153 |  | HER,1952 |  |  |  | YES
219178 | NRT 1-03 | STAIR 3 / ELEV 3 | Level 1 | Level 1 | N/A | 660.0114 | 660 |  | HER,1952 |  |  |  | YES
219179 | NRT 1-04 | STAIR 4 | Level 1 | Level 1 | N/A | 165.2161 | 165 |  | HER,1952 |  |  |  | YES
219180 | NRT 1-05 | STAIR 5 | Level 1 | Level 1 | N/A | 159.2815 | 159 |  | HER,1952 |  |  |  | YES
219181 | NRT 1-06 | STAIR 6 / ELEV 4 | Level 1 | Level 1 | N/A | 454.1848 | 454 |  | HER,1952 |  |  |  | YES
219182 | NRT 1-07 | STAIR 7 | Level 1 | Level 1 | N/A | 215.679 | 216 |  | HER,1952 |  |  |  | YES
219183 | NRT 1-08 | STAIR 8 | Level 1 | Level 1 | N/A | 482.7121 | 483 |  | HER,1952 |  |  |  | YES
219184 | NRT 1-09 | STAIR | Level 1 | Level 1 | N/A | 99.2274 | 99 |  | HER,1952 |  |  |  | YES
219185 | NRT 1-11 | ELEVATOR 1 | Level 1 | Level 1 | N/A | 108.4583 | 108 |  | HER,1940 |  |  |  | YES
219186 | NRT 1-15 | ELEVATOR 5 | Level 1 | Level 1 | N/A | 124.0768 | 124 |  | HER,1945 |  |  |  | YES
219187 | NRT 1-21 | RAMP 1 | Level 1 | Level 1 | N/A | 545.6342 | 546 |  | HER,1940 |  |  |  | YES
219188 | NRT 1-22 | RAMP 2 / STAIR | Level 1 | Level 1 | N/A | 347.0427 | 347 |  | HER,1940 |  |  |  | YES
219189 | NRT 1-31 | DUMBWAITER | Level 1 | Level 1 | N/A | 24.6862 | 25 |  | HER,1940 |  |  |  | YES
219190 | NRT 1-32 | NRT | Level 1 | Level 1 | N/A | 690.2882 | 690 |  | HER,1952 |  |  |  | YES
219191 | NRT 1-33 | NRT | Level 1 | Level 1 | N/A | 27.4827 | 27 |  | HER,1952 |  |  |  | YES
219192 | NRT 1-34 | NRT | Level 1 | Level 1 | N/A | 96.3704 | 96 |  | HER,1940 |  |  |  | YES
219193 | NRT 1-35 | NRT | Level 1 | Level 1 | N/A | 63.1816 | 61 |  | HER,1940 |  |  |  | YES
219194 | NRT 1-36 | NRT | Level 1 | Level 1 | N/A | 15.2424 | 15 |  | HER,1952 |  |  |  | YES
219195 | NRT 1-37 | NRT | Level 1 | Level 1 | N/A | 18.1484 | 18 |  | HER,1945 |  |  |  | YES
219196 | NRT 1-38 | SHAFT | Level 1 | Level 1 | N/A | 121.1904 | 121 |  | HER,1945 |  |  |  | YES
219197 | NRT 1-39 | NRT | Level 1 | Level 1 | N/A | 15.9531 | 16 |  | HER,1945 |  |  |  | YES
219198 | NRT 1-40 | NRT | Level 1 | Level 1 | N/A | 41.6315 | 42 |  | HER,1945 |  |  |  | YES
219199 | NRT 1-41 | NRT | Level 1 | Level 1 | N/A | 292.549 | 292 |  | HER,1945 |  |  |  | YES
219200 | NRT 1-42 | SOLARIUM | Level 1 | Level 1 | N/A | 1053.4131 | 1053 |  | HER,1945 |  |  |  | YES
219201 | 2001 | STORAGE | Level 2 | Level 2 | 47142 | 22.6455 | 23 |  | HER,1980 |  |  |  | YES
219347 | 2100A | NURSE STATION | Level 2 | Level 2 | STRN | 201.9909 | 202 |  | HER,1980 |  |  |  | YES
219348 | 2100B | NURSE STATION | Level 2 | Level 2 | 47142 | 200 | 200 |  | HER,1980 |  |  |  | YES
219349 | 2100D |  | Level 2 | Level 2 | 37889 | 235.5743 | 236 | DONE | HER,1980 |  |  |  | UNKNOWN
500661 | 2100E | NUTRITION STATION | Level 2 | Level LL | 37889 | 25.4818 | 764 |  | HER,1980 |  |  |  | YES
219202 | 2101 | INFUSION CORE | Level 2 | Level 2 | 37889 | 959.2636 | 985 | DONE | HER,1952 |  |  |  | UNKNOWN
219203 | 2106 | STAFF LOUNGE | Level 2 | Level 2 | 47710 | 206.2099 | 206 | DONE | HER,1952 |  |  |  | UNKNOWN
219204 | 2107 | OFFICE | Level 2 | Level 2 | 47710 | 157.11 | 157 | DONE | HER,1952 |  |  |  | UNKNOWN
219205 | 2108 | NON-RATED CORRIDOR | Level 2 | Level 2 | 47710 | 401.2056 | 401 | DONE | HER,1952 |  |  |  | UNKNOWN
219206 | 2110 | NARCOTIC STORAGE | Level 2 | Level 2 | 47710 | 114.2799 | 114 | DONE | HER,1952 |  |  |  | UNKNOWN
219207 | 2111 | WAITING | Level 2 | Level 2 | 47710 | 198.0967 | 198 | DONE | HER,1952 |  |  |  | UNKNOWN
219208 | 2112 | WILL CALL | Level 2 | Level 2 | 47710 | 831.22 | 831 | DONE | HER,1952 |  |  |  | UNKNOWN
219209 | 2113 | INPATIENT PHARMACY WORK AREA | Level 2 | Level 2 | 47710 | 763.0207 | 763 | DONE | HER,1952 |  |  |  | UNKNOWN
219210 | 2114 | 2 BEDS | Level 2 | Level 2 | 47142 | 291.0538 | 291 |  | HER,1952 |  |  |  | YES
219211 | 2115 | 2 BEDS | Level 2 | Level 2 | 47142 | 226.341 | 226 |  | HER,1952 |  |  |  | YES
219212 | 2117 | 2 BEDS | Level 2 | Level 2 | 47142 | 373.8741 | 374 |  | HER,1952 |  |  |  | YES
219213 | 2118 | 2 BEDS | Level 2 | Level 2 | 47142 | 289.8472 | 290 |  | HER,1952 |  |  |  | YES
219214 | 2119 | 2 BEDS | Level 2 | Level 2 | 47142 | 273.5174 | 274 |  | HER,1952 |  |  |  | YES
219215 | 2120 | 2 BEDS | Level 2 | Level 2 | 47142 | 260.2059 | 260 |  | HER,1952 |  |  |  | YES
219216 | 2121 | 2 BEDS | Level 2 | Level 2 | STRN | 265.3127 | 265 |  | HER,1952 |  |  |  | YES
219217 | 2122 | 1 BED | Level 2 | Level 2 | STRN | 210.2601 | 210 |  | HER,1952 |  |  |  | YES
219218 | 2123 | 1 BED | Level 2 | Level 2 | STRN | 217.9563 | 218 |  | HER,1952 |  |  |  | YES
219219 | 2124 | 1 BED | Level 2 | Level 2 | STRN | 212.4824 | 213 |  | HER,1952 |  |  |  | YES
219220 | 2125 | 2 BEDS | Level 2 | Level 2 | STRN | 360.078 | 361 |  | HER,1952 |  |  |  | YES
219350 | 2125B | STORAGE | Level 2 | Level 2 | STRN | 5.1944 | 4 |  | HER,1952 |  |  |  | YES
219221 | 2126 | 2 BEDS | Level 2 | Level 2 | STRN | 296.9375 | 297 |  | HER,1952 |  |  |  | YES
219222 | 2127 | 1 BED | Level 2 | Level 2 | STRN | 227.3827 | 227 |  | HER,1945 |  |  |  | YES
219223 | 2128 | 1 BED | Level 2 | Level 2 | STRN | 217.5528 | 218 |  | HER,1945 |  |  |  | YES
219224 | 2129 | 2 BEDS | Level 2 | Level 2 | STRN | 275.5 | 276 |  | HER,1945 |  |  |  | YES
219225 | 2130 | INFUSION 1/EXAM ROOM | Level 2 | Level 2 | 37889 | 151.5173 | 152 | DONE | HER,1945 |  |  |  | UNKNOWN
219226 | 2131 | INFUSION 2 | Level 2 | Level 2 | 37889 | 164.3559 | 164 | DONE | HER,1945 |  |  |  | UNKNOWN
219351 | 2131A | PATIENT TOILET | Level 2 | Level 2 | 37889 | 82.3608 | 82 | DONE | HER,1945 |  |  |  | UNKNOWN
219227 | 2150 | OFFICE | Level 2 | Level 2 | STRN | 97.3127 | 97 |  | HER,1945 |  |  |  | YES
219228 | 2152 | SOILED UTILITY | Level 2 | Level 2 | STRN | 77.663 | 78 |  | HER,1945 |  |  |  | YES
219352 | 2152A | CLERICAL | Level 2 | Level 2 | STRN | 59.8538 | 60 |  | HER,1945 |  |  |  | YES
219229 | 2155 | PANTRY | Level 2 | Level 2 | 47142 | 116.5449 | 117 |  | HER,1945 |  |  |  | YES
219230 | 2156 | DAY ROOM / CONF | Level 2 | Level 2 | STRN | 408.423 | 408 |  | HER,1945 |  |  |  | YES
219231 | 2157 | STAFF BREAK ROOM | Level 2 | Level 2 | 47142 | 80.3867 | 80 |  | HER,1945 |  |  |  | YES
219353 | 2157A | MEDICATION | Level 2 | Level 2 | 47142 | 66.6667 | 67 |  | HER,1945 |  |  |  | YES
219232 | 2158 | STORAGE - CLEAN | Level 2 | Level 2 | 47142 | 103.7812 | 104 |  | HER,1945 |  |  |  | UNKNOWN
219233 | 2160 | JANITOR | Level 2 | Level 2 | 48460 | 58.0833 | 58 |  | HER,1964 |  |  |  | YES
219234 | 2161 | CONFERENCE | Level 2 | Level 2 | 47142 | 101.7604 | 102 |  | HER,1964 |  |  |  | YES
219235 | 2162 | TUB / SHOWER | Level 2 | Level 2 | 47142 | 89.7917 | 90 |  | HER,1964 |  |  |  | YES
219236 | 2163 | TOILET | Level 2 | Level 2 | 47142 | 55.75 | 56 |  | HER,1964 |  |  |  | YES
219237 | 2164 | OFFICE | Level 2 | Level 2 | 37889 | 147.167 | 147 | DONE | HER,1964 |  |  |  | UNKNOWN
219238 | 2165 | DATA | Level 2 | Level 2 | 28470 | 53.3364 | 53 |  | HER,1964 |  |  |  | YES
219239 | 2166 | SOILED UTILITY | Level 2 | Level 2 | 37889 | 93.9321 | 94 | DONE | HER,1964 |  |  |  | UNKNOWN
219240 | 2167 | CONF ROOM | Level 2 | Level 2 | 37889 | 94.197 | 94 | DONE | HER,1964 |  |  |  | UNKNOWN
219354 | 2167A | ELEC | Level 2 | Level 2 | 48450 | 48.403 | 48 |  | HER,1964 |  |  |  | YES
219241 | 2168 | MEDS | Level 2 | Level 2 | 37889 | 76.0339 | 76 | DONE | HER,1964 |  |  |  | UNKNOWN
219242 | 2169 | WORK AREA/BLOOD DRAW | Level 2 | Level 2 | 37889 | 491.204 | 491 | DONE | HER,1964 |  |  |  | UNKNOWN
219355 | 2169A | TOILET | Level 2 | Level 2 | 37889 | 56.5957 | 57 | DONE | HER,1964 |  |  |  | YES
219356 | 2169E | INFUSION 3-11 | Level 2 | Level 2 | 37889 | 904.817 | 905 | DONE | HER,1964 |  |  |  | UNKNOWN
219243 | 2170 | DRAW AREA 1 | Level 2 | Level 2 | 37889 | 100.0694 | 100 | DONE | HER,1964 |  |  |  | UNKNOWN
219244 | 2171 | SCHEDULING | Level 2 | Level 2 | 47710 | 184.1218 | 184 | DONE | HER,1964 |  |  |  | UNKNOWN
219357 | 2172A | HOUSEKEEPING | Level 2 | Level 2 | 37889 | 44.9137 | 45 | DONE | HER,1964 |  |  |  | UNKNOWN
219245 | 2176 | TOILET | Level 2 | Level 2 | 37889 | 53.0211 | 53 | DONE | HER,1964 |  |  |  | YES
219358 | 2176A | CLEAN UTILITY | Level 2 | Level 2 | 37889 | 102.3321 | 102 | DONE | HER,1964 |  |  |  | UNKNOWN
219246 | 2177 | TOILET | Level 2 | Level 2 | 47710 | 80.4541 | 80 | DONE | HER,1964 |  |  |  | YES
219247 | 2178 | TOILET | Level 2 | Level 2 | 47710 | 91.492 | 91 | DONE | HER,1964 |  |  |  | YES
219248 | 2180 | OFFICE | Level 2 | Level 2 | 47710 | 115.8988 | 116 | DONE | HER,1980 |  |  |  | UNKNOWN
219249 | 2183 | ELEC EQUIP | Level 2 | Level 2 | 47710 | 10.5308 | 10 | DONE | HER,1980 |  |  |  | UNKNOWN
219250 | 2184 | TELCOM EQUIP | Level 2 | Level 2 | 47710 | 5.4962 | 5 | DONE | HER,1980 |  |  |  | UNKNOWN
219251 | 2185 | ELEC/TELCOM EQUIP | Level 2 | Level 2 | 47710 | 12.1466 | 12 | DONE | HER,1980 |  |  |  | UNKNOWN
219252 | 2190 | EARLY INTERVEN PROG | Level 2 | Level 2 | 47775 | 638.9579 | 639 |  | HER,1952 |  |  |  | YES
219253 | 2193 | OFFICE | Level 2 | Level 2 | 47775 | 98.6122 | 99 |  | HER,1952 |  |  |  | YES
219254 | 2199 | STORAGE | Level 2 | Level 2 | 47775 | 21.5833 | 22 |  | HER,1952 |  |  |  | YES
219255 | 2201 | OUTPATIENT RECEP | Level 2 | Level 2 | 47775 | 488.9067 | 489 |  | HER,1945 |  |  |  | YES
219256 | 2202 | SPEECH / AUDIO | Level 2 | Level 2 | 47775 | 158.7788 | 159 |  | HER,1945 |  |  |  | YES
219257 | 2203 | SPEECH / PATH | Level 2 | Level 2 | 47775 | 118.6647 | 119 |  | HER,1945 |  |  |  | YES
219258 | 2204 | AUDIOLOGY | Level 2 | Level 2 | 47775 | 191.4115 | 191 |  | HER,1945 |  |  |  | YES
219359 | 2204A | STORAGE | Level 2 | Level 2 | 47775 | 19.1861 | 19 |  | HER,1945 |  |  |  | YES
219360 | 2204B |  | Level 2 | Level 2 | 47775 | 36.5399 | 37 |  | HER,1945 |  |  |  | YES
219259 | 2205 | PT | Level 2 | Level 2 | 47775 | 461.3984 | 462 |  | HER,1945 |  |  |  | YES
219260 | 2206 | ADL DEPT | Level 2 | Level 2 | 47775 | 623.717 | 624 |  | HER,1964 |  |  |  | YES
219261 | 2207 | PT | Level 2 | Level 2 | 47775 | 1383.8991 | 1384 |  | HER,1964 |  |  |  | YES
219262 | 2210 | PT | Level 2 | Level 2 | 47775 | 465.1201 | 465 |  | HER,1964 |  |  |  | YES
219263 | 2211 | TOILET | Level 2 | Level 2 | 47775 | 58.9805 | 59 |  | HER,1945 |  |  |  | YES
219264 | 2240 | TOILET / SHOWER | Level 2 | Level 2 | 47775 | 151.6667 | 152 |  | HER,1945 |  |  |  | YES
219265 | 2241 | WHIRLPOOL | Level 2 | Level 2 | 47775 | 109.171 | 109 |  | HER,1945 |  |  |  | YES
219266 | 2242 | JANITOR | Level 2 | Level 2 | 48460 | 42.5414 | 43 |  | HER,1945 |  |  |  | YES
219267 | 2243 | OFFICE | Level 2 | Level 2 | 47775 | 76.8261 | 77 |  | HER,1928 |  |  |  | YES
219268 | 2244 | CHARTING | Level 2 | Level 2 | 47775 | 101.0637 | 101 |  | HER,1928 |  |  |  | YES
219269 | 2245 | TOILET | Level 2 | Level 2 | 47775 | 29.6071 | 30 |  | HER,1980 |  |  |  | YES
219270 | 2246 | OFFICE | Level 2 | Level 2 | 47775 | 180.8982 | 181 |  | HER,1980 |  |  |  | YES
219271 | 2247 | RECEPTION | Level 2 | Level 2 | 47775 | 203.2403 | 203 |  | HER,1952 |  |  |  | YES
219272 | 2248 | UTILITY | Level 2 | Level 2 | 47775 | 69.7506 | 70 |  | HER,1952 |  |  |  | NO
219273 | 2249 | LAB - OT SPLINT | Level 2 | Level 2 | 47775 | 364.5865 | 364 |  | HER,1980 |  |  |  | YES
219274 | 2250 | TOILET | Level 2 | Level 2 | 47775 | 83.4276 | 83 |  | HER,1980 |  |  |  | YES
219361 | 2250A | TREATMENT | Level 2 | Level 2 | 47775 | 172.3081 | 172 |  | HER,1980 |  |  |  | YES
219275 | 2251 | OFFICE | Level 2 | Level 2 | 47777 | 95.4954 | 95 |  | HER,1980 |  |  |  | YES
219362 | 2251A | PT | Level 2 | Level 2 | 47775 | 335.0077 | 335 |  | HER,1980 |  |  |  | YES
219276 | 2300 | LOUNGE - NURSES | Level 2 | Level 2 | 48450 | 194.1667 | 194 |  | HER,1945 |  |  |  | YES
219363 | 2300A | ENGINEERING | Level 2 | Level 2 | VACANT | 53.9167 | 54 |  | HER,1945 |  |  |  | YES
219364 | 2300B | ENGINEERING | Level 2 | Level 2 | VACANT | 87.9514 | 88 |  | HER,1945 |  |  |  | YES
219365 | 2300C | TOILET | Level 2 | Level 2 | VACANT | 32.8814 | 33 |  | HER,1945 |  |  |  | YES
219366 | 2300D | ENGINEERING | Level 2 | Level 2 | VACANT | 62.4323 | 62 |  | HER,1964 |  |  |  | YES
219367 | 2300E | ENGINEERING | Level 2 | Level 2 | VACANT | 65.5312 | 66 |  | HER,1964 |  |  |  | YES
219277 | 2301 | ENGINEERING | Level 2 | Level 2 | VACANT | 206.0521 | 206 |  | HER,1964 |  |  |  | YES
219278 | 2302 | ENGINEERING | Level 2 | Level 2 | VACANT | 233.1979 | 233 |  | HER,1964 |  |  |  | YES
219279 | 2303 | ENGINEERING | Level 2 | Level 2 | VACANT | 224.9896 | 225 |  | HER,1964 |  |  |  | YES
219280 | 2304 | ENGINEERING | Level 2 | Level 2 | VACANT | 215.1944 | 215 |  | HER,1952 |  |  |  | YES
219281 | 2305 | ENGINEERING | Level 2 | Level 2 | VACANT | 229.3281 | 229 |  | HER,1952 |  |  |  | YES
219282 | 2306 | ENGINEERING | Level 2 | Level 2 | VACANT | 221.3177 | 221 |  | HER,1980 |  |  |  | YES
219283 | 2307 | ENGINEERING | Level 2 | Level 2 | VACANT | 199.4687 | 199 |  | HER,1980 |  |  |  | YES
219284 | 2308 | ENGINEERING | Level 2 | Level 2 | VACANT | 194.5451 | 195 |  | HER,1980 |  |  |  | YES
219285 | 2309 | ENGINEERING | Level 2 | Level 2 | VACANT | 227.1302 | 227 |  | HER,1945 |  |  |  | YES
219286 | 2310 | ENGINEERING | Level 2 | Level 2 | VACANT | 203.9375 | 204 |  | HER,1964 |  |  |  | YES
219287 | 2311 | ENGINEERING | Level 2 | Level 2 | VACANT | 227.1875 | 227 |  | HER,1952 |  |  |  | YES
219288 | 2312 | ENGINEERING | Level 2 | Level 2 | VACANT | 294.9062 | 295 |  | HER,1964 |  |  |  | YES
219289 | 2313 | ENGINEERING | Level 2 | Level 2 | VACANT | 294.9375 | 295 |  | HER,1945 |  |  |  | YES
219290 | 2314 | ENGINEERING | Level 2 | Level 2 | VACANT | 227.8438 | 228 |  | HER,1980 |  |  |  | YES
219291 | 2316 | ENGINEERING | Level 2 | Level 2 | 48450 | 423.0885 | 423 | 4 BEDS | HER,1980 |  |  |  | YES
219292 | 2317 | ENGINEERING | Level 2 | Level 2 | VACANT | 235.9062 | 236 |  | HER,1980 |  |  |  | YES
219293 | 2318 | ENGINEERING | Level 2 | Level 2 | VACANT | 226.6875 | 227 |  | HER,1980 |  |  |  | YES
219294 | 2319 | ENGINEERING | Level 2 | Level 2 | VACANT | 232.3229 | 232 |  | HER,1980 |  |  |  | YES
219295 | 2320 | ENGINEERING | Level 2 | Level 2 | VACANT | 221.7708 | 222 |  | HER,1980 |  |  |  | YES
219296 | 2330 | STORAGE - PULMONARY | Level 2 | Level 2 | 48450 | 887.2139 | 887 |  | HER,1980 |  |  |  | NO
219368 | 2330A | STORAGE | Level 2 | Level 2 | 48450 | 250.845 | 251 |  | HER,1952 |  |  |  | YES
219369 | 2330B | STORAGE | Level 2 | Level 2 | 48450 | 48.0469 | 48 |  | HER,1964 |  |  |  | YES
219370 | 2330C | ENGINEERING | Level 2 | Level 2 | 48450 | 879.4462 | 879 |  | HER,1945 |  |  |  | YES
219297 | 2341 | SOUND BOOTH | Level 2 | Level 2 | 47775 | 215.6042 | 216 |  | HER,1945 |  |  |  | YES
219298 | 2342 | OFFICE / EXAM | Level 2 | Level 2 | 47775 | 115.2083 | 115 |  | HER,1945 |  |  |  | YES
219299 | 2343 | OFFICE | Level 2 | Level 2 | 47775 | 120.7344 | 121 |  | HER,1945 |  |  |  | YES
219300 | 2344 | OFFICE | Level 2 | Level 2 | 47775 | 120.7344 | 121 |  | HER,1945 |  |  |  | YES
219301 | 2345 | DISABLE COM HLTH / SOC WK / NIVL | Level 2 | Level 2 | 47774 | 240.5422 | 241 |  | HER,1945 |  |  |  | YES
219302 | 2347 | JANITOR / STORAGE | Level 2 | Level 2 | 48460 | 27.1979 | 27 |  | HER,1980 |  |  |  | YES
219303 | 2348 | OFFICE | Level 2 | Level 2 | 47775 | 126.2413 | 126 |  | HER,1980 |  |  |  | YES
219371 | 2348A | VESTIBULE / STORAGE | Level 2 | Level 2 | 47775 | 61.9792 | 62 |  | HER,1980 |  |  |  | YES
219304 | 2349 | OFFICE | Level 2 | Level 2 | 47775 | 147.2717 | 147 |  | HER,1980 |  |  |  | YES
219305 | 2350 | ADMIN | Level 2 | Level 2 | 47775 | 259.066 | 259 |  | HER,1980 |  |  |  | YES
219372 | 2350A | STORAGE | Level 2 | Level 2 | 47775 | 62.125 | 62 |  | HER,1980 |  |  |  | YES
219373 | 2350B | COPY / FILE | Level 2 | Level 2 | 47775 | 79.854 | 80 |  | HER,1980 |  |  |  | YES
219306 | 2351 | OFFICE | Level 2 | Level 2 | 47775 | 132.6094 | 133 |  | HER,1980 |  |  |  | YES
219307 | 2352 | ADMIN | Level 2 | Level 2 | 47778 | 126.3333 | 126 |  | HER,1980 |  |  |  | YES
219308 | 2353 | EXAM | Level 2 | Level 2 | 48795 | 126.3333 | 126 |  | HER,1980 |  |  |  | YES
219309 | 2354 | EXAM | Level 2 | Level 2 | 48795 | 126.3333 | 126 |  | HER,1980 |  |  |  | YES
219310 | 2355 | OFFICE - SPEECH | Level 2 | Level 2 | 47775 | 126.3333 | 126 |  | HER,1980 |  |  |  | YES
219311 | 2356 | REHAB - SVC REPS | Level 2 | Level 2 | 47778 | 252.6667 | 153 |  | HER,1980 |  |  |  | YES
219312 | 2357 | OFFICE - OP SPEECH | Level 2 | Level 2 | 47775 | 124.5 | 125 |  | HER,1980 |  |  |  | YES
219313 | 2358 | OFFICE - OP SPEECH | Level 2 | Level 2 | 47775 | 121.0417 | 121 |  | HER,1980 |  |  |  | YES
219314 | 2359 | OFFICE - OP SPEECH | Level 2 | Level 2 | 47775 | 119.6076 | 120 |  | HER,1980 |  |  |  | YES
219315 | 2362 | BREAST HEALTH ACCESS | Level 2 | Level 2 | 47111 | 210.5347 | 211 |  | HER,1980 |  |  |  | YES
219316 | 2363 | PEDIATRIC GYM | Level 2 | Level 2 | 47871 | 345.1875 | 345 |  | HER,1980 |  |  |  | NO
219317 | 2364 | PEDIATRIC TREATMENT | Level 2 | Level 2 | 47775 | 133.4792 | 133 |  | HER,1980 |  |  |  | NO
219318 | 2365 | STORAGE | Level 2 | Level 2 | 47775 | 87.5 | 88 |  | HER,1980 |  |  |  | YES
219319 | 2366 | BREAST HEALTH ACCESS | Level 2 | Level 2 | 47111 | 138.5417 | 139 |  | HER,1980 |  |  |  | YES
219320 | 2368 | ENGINEERING | Level 2 | Level 2 | VACANT | 87.4375 | 87 |  | HER,1980 |  |  |  | YES
219321 | 2369 | ENGINEERING | Level 2 | Level 2 | VACANT | 96.3351 | 96 |  | HER,1980 |  |  |  | YES
219322 | 2370 | ENGINEERING | Level 2 | Level 2 | VACANT | 232.2795 | 232 |  | HER,1980 |  |  |  | YES
219374 | 2370A | ENGINEERING | Level 2 | Level 2 | VACANT | 58.8438 | 59 |  | HER,1980 |  |  |  | YES
219375 | 2370B | ENGINEERING | Level 2 | Level 2 | VACANT | 154.3646 | 154 |  | HER,1980 |  |  |  | YES
219323 | 2372 | ENGINEERING | Level 2 | Level 2 | 48450 | 106.4792 | 106 |  | HER,1980 |  |  |  | YES
219324 | 2373 | ENGINEERING | Level 2 | Level 2 | VACANT | 62.2187 | 62 |  | HER,1980 |  |  |  | YES
219325 | 2374 | ENGINEERING | Level 2 | Level 2 | 48450 | 151.1562 | 151 |  | HER,1980 |  |  |  | YES
219326 | 2375 | TUB ROOM | Level 2 | Level 2 | 48450 | 45 | 45 |  | HER,1980 |  |  |  | YES
219327 | 2376 | IT | Level 2 | Level 2 | 38480 | 59.9375 | 60 | was MEDICAL RECORDS | HER,1980 |  |  |  | YES
219328 | 2377 | STORAGE | Level 2 | Level 2 | VACANT | 32.8958 | 33 |  | HER,1980 |  |  |  | YES
219329 | 2378 | OFFICE | Level 2 | Level 2 | 48450 | 189.4544 | 189 |  | HER,1980 |  |  |  | YES
219330 | 2379 | LOCKERS | Level 2 | Level 2 | 48450 | 116.6094 | 117 |  | HER,1980 |  |  |  | YES
219376 | 2379A | TOILET | Level 2 | Level 2 | 48450 | 53.4375 | 53 | was TOILET - PATIENT | HER,1980 |  |  |  | YES
219331 | 2381 | OFFICE | Level 2 | Level 2 | 48450 | 123.6361 | 124 |  | HER,1980 |  |  |  | YES
219377 | 2381A | OFFICE | Level 2 | Level 2 | 48450 | 19.3069 | 19 |  | HER,1980 |  |  |  | YES
219378 | 2381B | TOILET | Level 2 | Level 2 | 48450 | 40.5 | 41 |  | HER,1980 |  |  |  | YES
219332 | 2385 | LOCKERS | Level 2 | Level 2 | 38455 | 123.4375 | 123 |  | HER,1980 |  |  |  | YES
219333 | 2386 | STORAGE | Level 2 | Level 2 | VACANT | 173.9693 | 174 |  | HER,1980 |  |  |  | YES
219379 | 2386A | STORAGE | Level 2 | Level 2 | VACANT | 90.1344 | 90 |  | HER,1980 |  |  |  | YES
219334 | 2387 | TECH AREA | Level 2 | Level 2 | 38455 | 214.5833 | 215 |  | HER,1980 |  |  |  | NO
219335 | 2388 | STORAGE | Level 2 | Level 2 | VACANT | 138.3333 | 138 |  | HER,1980 |  |  |  | YES
219336 | 2389 | STORAGE | Level 2 | Level 2 | VACANT | 90.625 | 91 |  | HER,1980 |  |  |  | YES
219337 | 2390 | STORAGE | Level 2 | Level 2 | VACANT | 106.25 | 106 |  | HER,1980 |  |  |  | YES
219338 | 2391 | DATA / TELE | Level 2 | Level 2 | 28470 | 392.9464 | 393 |  | HER,1980 |  |  |  | YES
219339 | 2392 | TOILET - MENS | Level 2 | Level 2 | VACANT | 37.7708 | 38 |  | HER,1980 |  |  |  | YES
219340 | 2393 | STORAGE | Level 2 | Level 2 | VACANT | 11.1146 | 11 |  | HER,1980 |  |  |  | YES
219341 | 2394 | STORAGE | Level 2 | Level 2 | VACANT | 146.9167 | 147 |  | HER,1952 |  |  |  | YES
219342 | 2395 | TOILET - WOMENS | Level 2 | Level 2 | VACANT | 110.1771 | 110 |  | HER,1952 |  |  |  | YES
219343 | 2396 | STORAGE | Level 2 | Level 2 | VACANT | 78.5625 | 79 |  | HER,1952 |  |  |  | YES
219344 | 2397 | STORAGE | Level 2 | Level 2 | VACANT | 93.3333 | 93 |  | HER,1952 |  |  |  | YES
219345 | 2398 | STORAGE | Level 2 | Level 2 | VACANT | 181.5312 | 182 |  | HER,1952 |  |  |  | YES
219380 | 2398A | VESTIBULE | Level 2 | Level 2 | VACANT | 31.7118 | 32 |  | HER,1952 |  |  |  | YES
219346 | 2399 | STORAGE | Level 2 | Level 2 | VACANT | 159.2604 | 159 |  | HER,1952 |  |  |  | YES
219381 | C214 | CORRIDOR | Level 2 | Level 2 | STRN | 1018.4434 | 1018 |  | HER,1952 |  |  |  | YES
219382 | C215 | CORRIDOR | Level 2 | Level 2 | 47142 | 672.8861 | 673 |  | HER,1952 |  |  |  | YES
219383 | C221 | CORRIDOR | Level 2 | Level 2 | 47775 | 318.534 | 319 |  | HER,1952 |  |  |  | YES
219384 | C222 | CORRIDOR | Level 2 | Level 2 | 47775 | 1603.1763 | 1604 |  | HER,1952 |  |  |  | YES
219385 | FCM 211 | CORRIDOR | Level 2 | Level 2 | FCM | 1020.6648 | 1022 |  | HER,1994 |  |  |  | YES
219386 | FCM 213 | CORRIDOR | Level 2 | Level 2 | FCM | 216.9171 | 217 |  | HER,1994 |  |  |  | YES
219387 | FCM 216 | CORRIDOR | Level 2 | Level 2 | FCM | 1957.2322 | 1957 |  | HER,1994 |  |  |  | YES
219388 | FCM 2191 | TOILET - MENS | Level 2 | Level 2 | FCM | 42.0002 | 42 |  | HER,1994 |  |  |  | YES
219389 | FCM 2192 | TOILET - WOMENS | Level 2 | Level 2 | FCM | 38.0472 | 38 |  | HER,1994 |  |  |  | YES
219390 | FCM 230 | CORRIDOR | Level 2 | Level 2 | FCM | 962.934 | 963 |  | HER,1994 |  |  |  | YES
219391 | FCM 232 | CORRIDOR | Level 2 | Level 2 | FCM | 983.5208 | 984 |  | HER,1994 |  |  |  | YES
219392 | FCM 235 | CORRIDOR | Level 2 | Level 2 | FCM | 1261.9844 | 1262 |  | HER,1994 |  |  |  | YES
219393 | FCM 236 | CORRIDOR | Level 2 | Level 2 | FCM | 669.9238 | 670 |  | HER,1994 |  |  |  | YES
219394 | FCM 2360 | TOILET - MENS | Level 2 | Level 2 | FCM | 78.5833 | 79 |  | HER,1994 |  |  |  | YES
219395 | FCM 2361 | TOILET - WOMENS | Level 2 | Level 2 | FCM | 105.9167 | 106 |  | HER,1994 |  |  |  | YES
219396 | FCM 247 | ELEVATOR LOBBY | Level 2 | Level 2 | FCM | 549.3501 | 549 |  | HER,1994 |  |  |  | YES
219397 | FCM 248 | CORRIDOR | Level 2 | Level 2 | FCM | 1341.3757 | 1341 |  | HER,1980 |  |  |  | YES
219398 | FCM 248A | CORRIDOR | Level 2 | Level 2 | FCM | 122.5937 | 123 |  | HER,1980 |  |  |  | YES
219399 | NRT 2-01 | STAIR 1 / ELEV 2 | Level 2 | Level 2 | N/A | 401.8415 | 402 |  | HER,1945 |  |  |  | YES
219400 | NRT 2-02 | STAIR 2 | Level 2 | Level 2 | N/A | 158.8953 | 159 |  | HER,1945 |  |  |  | YES
219401 | NRT 2-03 | STAIR 3 / ELEV 3 | Level 2 | Level 2 | N/A | 689.9055 | 689 |  | HER,1945 |  |  |  | YES
219402 | NRT 2-04 | STAIR 4 | Level 2 | Level 2 | N/A | 167.0237 | 167 |  | HER,1945 |  |  |  | YES
219403 | NRT 2-05 | STAIR 5 | Level 2 | Level 2 | N/A | 461.8307 | 462 |  | HER,1940 |  |  |  | YES
219404 | NRT 2-06 | STAIR 6 / ELEV 4 | Level 2 | Level 2 | N/A | 442.316 | 442 |  | HER,1940 |  |  |  | YES
219405 | NRT 2-07 | STAIR 7 | Level 2 | Level 2 | N/A | 218.3851 | 218 |  | HER,1940 |  |  |  | YES
219406 | NRT 2-11 | ELEVATOR 1 | Level 2 | Level 2 | N/A | 109.25 | 109 |  | HER,1940 |  |  |  | YES
219407 | NRT 2-15 | ELEVATOR 5 / RAMP 1 | Level 2 | Level 2 | N/A | 832.1081 | 132 |  | HER,1945 |  |  |  | YES
219408 | NRT 2-22 | RAMP 2 | Level 2 | Level 2 | N/A | 511.1676 | 511 |  | HER,1945 |  |  |  | YES
219409 | NRT 2-23 | NRT | Level 2 | Level 2 | N/A | 30.1013 | 30 |  | HER,1945 |  |  |  | YES
219410 | NRT 2-24 | NRT | Level 2 | Level 2 | N/A | 43.3333 | 43 |  | HER,1945 |  |  |  | YES
219411 | NRT 2-25 | NRT | Level 2 | Level 2 | N/A | 14.9479 | 15 |  | HER,1945 |  |  |  | YES
219412 | NRT 2-26 | NRT | Level 2 | Level 2 | N/A | 17.4453 | 17 |  | HER,1964 |  |  |  | YES
219413 | NRT 2-27 | NRT | Level 2 | Level 2 | N/A | 46.6366 | 47 |  | HER,1964 |  |  |  | YES
219414 | NRT 2-28 | NRT | Level 2 | Level 2 | N/A | 11.9167 | 12 |  | HER,1964 |  |  |  | YES
219415 | NRT 2-29 | NRT | Level 2 | Level 2 | N/A | 20.7153 | 21 |  | HER,1964 |  |  |  | YES
219416 | NRT 2-30 | NRT | Level 2 | Level 2 | N/A | 54.5417 | 55 |  | HER,1964 |  |  |  | YES
219417 | NRT 2-31 | NRT | Level 2 | Level 2 | N/A | 124.1667 | 124 |  | HER,1964 |  |  |  | YES
219418 | NRT 2-32 | NRT | Level 2 | Level 2 | N/A | 740.2451 | 740 |  | HER,1964 |  |  |  | YES
219419 | NRT 2-33 | NRT | Level 2 | Level 2 | N/A | 12.9792 | 13 |  | HER,1994 |  |  |  | YES
219420 | NRT 2-34 | NRT | Level 2 | Level 2 | N/A | 16.3333 | 16 |  | HER,1994 |  |  |  | YES
219421 | NRT 2-35 | NRT | Level 2 | Level 2 | N/A | 14.0833 | 14 |  | HER,1994 |  |  |  | YES
219422 | NRT 2-36 | NRT | Level 2 | Level 2 | N/A | 21.5625 | 22 |  | HER,1994 |  |  |  | YES
219423 | NRT 2-37 | NRT | Level 2 | Level 2 | N/A | 8.0625 | 8 |  | HER,1980 |  |  |  | YES
219424 | 3100 | CLASSROOM ADOLECENT | Level 3 | Level 3 | 46341 | 545.5002 | 545 |  | HER,1952 |  |  |  | YES
219425 | 3103 | 2 BEDS | Level 3 | Level 3 | 46342 | 322.7957 | 323 |  | HER,1952 |  |  |  | YES
219426 | 3104 | 2 BEDS | Level 3 | Level 3 | 46342 | 322.7913 | 323 |  | HER,1952 |  |  |  | YES
219427 | 3105 | 2 BEDS - NEG PRESS | Level 3 | Level 3 | 46342 | 322.7913 | 323 |  | HER,1952 |  |  |  | YES
219428 | 3106 | 2 BEDS | Level 3 | Level 3 | 46342 | 322.7457 | 323 |  | HER,1952 |  |  |  | YES
219429 | 3107 | 1 BED | Level 3 | Level 3 | 46342 | 229.5277 | 230 |  | HER,1952 |  |  |  | YES
219430 | 3108 | 1 BED | Level 3 | Level 3 | 46342 | 229.5277 | 230 |  | HER,1952 |  |  |  | YES
219431 | 3109 | 2 BEDS | Level 3 | Level 3 | 46342 | 322.7457 | 323 |  | HER,1952 |  |  |  | YES
219432 | 3110 | 2 BEDS | Level 3 | Level 3 | 46342 | 344.0042 | 345 |  | HER,1952 |  |  |  | YES
219562 | 3110B | TELCOM EQUIP | Level 3 | Level 3 | 28470 | 5.2888 | 4 |  | HER,1952 |  |  |  | YES
219433 | 3111 | 1 BED | Level 3 | Level 3 | 46342 | 208.6 | 209 |  | HER,1952 |  |  |  | YES
219434 | 3112 | 1 BED | Level 3 | Level 3 | 46342 | 214.6163 | 215 |  | HER,1952 |  |  |  | YES
219563 | 3119A | PATIO | Level 3 | Level 3 | 46342 | 650.9791 | 651 |  | HER,1952 |  |  |  | YES
219564 | 3119B | PATIO | Level 3 | Level 3 | 46341 | 655.4804 | 655 |  | HER,1952 |  |  |  | YES
219435 | 3120 | LOUNGE A | Level 3 | Level 3 | 46342 | 1204.5128 | 1204 |  | HER,1952 |  |  |  | YES
219565 | 3120A | KITCHEN | Level 3 | Level 3 | 46342 | 167.8271 | 168 |  | HER,1952 |  |  |  | YES
219566 | 3120B | STORAGE | Level 3 | Level 3 | 46342 | 320.6761 | 321 |  | HER,1952 |  |  |  | YES
219436 | 3121 | LOUNGE B | Level 3 | Level 3 | 46341 | 1207.1733 | 1207 |  | HER,1952 |  |  |  | YES
219567 | 3121A | KITCHEN | Level 3 | Level 3 | 46341 | 168.1331 | 168 |  | HER,1952 |  |  |  | YES
219437 | 3122 | ACTIVITY | Level 3 | Level 3 | 46341 | 338.8122 | 339 |  | HER,1952 |  |  |  | YES
219438 | 3123 | 1 BED | Level 3 | Level 3 | 46341 | 218.7109 | 219 |  | HER,1952 |  |  |  | YES
219439 | 3124 | 1 BED | Level 3 | Level 3 | 46341 | 221.879 | 222 |  | HER,1952 |  |  |  | YES
219440 | 3125 | 2 BEDS | Level 3 | Level 3 | 46341 | 350.1233 | 352 |  | HER,1952 |  |  |  | YES
219568 | 3125B | TELCOM EQUIP | Level 3 | Level 3 | 46341 | 5.1944 | 4 |  | HER,1952 |  |  |  | YES
219441 | 3126 | 2 BEDS | Level 3 | Level 3 | 46341 | 320.7585 | 321 |  | HER,1952 |  |  |  | YES
219442 | 3127 | 1 BED | Level 3 | Level 3 | 46341 | 226.8245 | 227 |  | HER,1945 |  |  |  | YES
219443 | 3128 | 1 BED | Level 3 | Level 3 | 46341 | 219.8307 | 220 |  | HER,1964 |  |  |  | YES
219444 | 3129 | 2 BEDS | Level 3 | Level 3 | 46341 | 329.9035 | 330 |  | HER,1964 |  |  |  | YES
219445 | 3130 | 2 BEDS | Level 3 | Level 3 | 46341 | 322.7913 | 323 |  | HER,1964 |  |  |  | YES
219446 | 3131 | 2 BEDS | Level 3 | Level 3 | 46341 | 322.7957 | 323 |  | HER,1964 |  |  |  | YES
219447 | 3132 | 2 BEDS | Level 3 | Level 3 | 46341 | 367.6871 | 368 |  | HER,1964 |  |  |  | YES
219448 | 3140 | TREATMENT | Level 3 | Level 3 | 46341 | 150.029 | 150 |  | HER,1964 |  |  |  | NO
219449 | 3141 | OFFICE | Level 3 | Level 3 | 46342 | 91.4186 | 91 |  | HER,1964 |  |  |  | YES
219450 | 3142 | SHOWER | Level 3 | Level 3 | 46342 | 51.4583 | 52 |  | HER,1964 |  |  |  | YES
219451 | 3143 | JANITOR | Level 3 | Level 3 | 46342 | 55.8472 | 56 |  | HER,1964 |  |  |  | YES
219452 | 3144 | INTERVIEW | Level 3 | Level 3 | 46342 | 83.2917 | 83 |  | HER,1964 |  |  |  | YES
219453 | 3145 | NURSE STATION | Level 3 | Level 3 | 46342 | 170.1667 | 170 |  | HER,1964 |  |  |  | YES
219569 | 3145A | NURSE STATION A | Level 3 | Level 3 | 46342 | 74.9583 | 75 |  | HER,1964 |  |  |  | YES
219454 | 3146 | QUIET ROOM | Level 3 | Level 3 | 46342 | 51.3125 | 51 |  | HER,1964 |  |  |  | YES
219455 | 3147 | TOILET | Level 3 | Level 3 | 46342 | 60.9389 | 61 |  | HER,1964 |  |  |  | YES
219456 | 3148 | ARTS AND CRAFTS | Level 3 | Level 3 | 46341 | 410.8784 | 411 |  | HER,1964 |  |  |  | YES
219457 | 3149 | TOILET | Level 3 | Level 3 | 46341 | 60.9389 | 61 |  | HER,1964 |  |  |  | YES
219458 | 3150 | QUIET ROOM | Level 3 | Level 3 | 46341 | 49.4375 | 49 |  | HER,1964 |  |  |  | YES
219459 | 3151 | NURSE STATION | Level 3 | Level 3 | 46341 | 97.2189 | 97 |  | HER,1945 |  |  |  | YES
219570 | 3151A | NURSE STATION B | Level 3 | Level 3 | 46341 | 79.0778 | 79 |  | HER,1945 |  |  |  | YES
219460 | 3152 | DICTATION | Level 3 | Level 3 | 46341 | 80.2906 | 80 |  | HER,1945 |  |  |  | YES
219461 | 3153 | INTERVIEW | Level 3 | Level 3 | 46341 | 90.0689 | 90 |  | HER,1945 |  |  |  | YES
219462 | 3154 | SOILED UTILITY | Level 3 | Level 3 | 46341 | 122.3433 | 122 |  | HER,1945 |  |  |  | YES
219463 | 3155 | EXAM | Level 3 | Level 3 | 46341 | 115.4768 | 115 |  | HER,1945 |  |  |  | YES
219464 | 3156 | STAFF LOUNGE | Level 3 | Level 3 | 46341 | 149.651 | 150 |  | HER,1945 |  |  |  | YES
219571 | 3156A | DICTATION | Level 3 | Level 3 | 46342 | 61.2167 | 61 |  | HER,1945 |  |  |  | YES
219465 | 3158 | LAUNDRY | Level 3 | Level 3 | 46341 | 45.875 | 46 |  | HER,1945 |  |  |  | YES
219466 | 3159 | LOUNGE - STAFF | Level 3 | Level 3 | 46342 | 119.5309 | 120 |  | HER,1945 |  |  |  | YES
219467 | 3160 | TOILET - STAFF | Level 3 | Level 3 | 46342 | 40.9024 | 41 |  | HER,1945 |  |  |  | YES
219468 | 3161 | STORAGE | Level 3 | Level 3 | 46341 | 104.9386 | 105 |  | HER,1945 |  |  |  | YES
219469 | 3162 | LAUNDRY | Level 3 | Level 3 | 46341 | 44.25 | 44 |  | HER,1945 |  |  |  | YES
219470 | 3163 | ELEC | Level 3 | Level 3 | 46341 | 33.7804 | 34 |  | HER,1945 |  |  |  | YES
219471 | 3190 | PARTIAL HOSPITALIZATION PRGM | Level 3 | Level 3 | 47261 | 720.1186 | 720 |  | HER,1945 |  |  |  | YES
219472 | 3200 | PATIO | Level 3 | Level 3 | 47142 | 276.5971 | 277 |  | HER,1945 |  |  |  | YES
219473 | 3201 | 1 BED | Level 3 | Level 3 | 47142 | 143.3053 | 143 |  | HER,1945 |  |  |  | YES
219474 | 3202 | 1 BED | Level 3 | Level 3 | 47142 | 116.7703 | 117 |  | HER,1945 |  |  |  | YES
219475 | 3203 | 2 BEDS | Level 3 | Level 3 | 47142 | 217.0879 | 217 |  | HER,1945 |  |  |  | YES
219476 | 3204 | 2 BEDS | Level 3 | Level 3 | 47142 | 194.8429 | 195 |  | HER,1945 |  |  |  | YES
219477 | 3205 | 2 BEDS | Level 3 | Level 3 | 47142 | 243.3544 | 243 |  | HER,1945 |  |  |  | YES
219478 | 3206 | 2 BEDS | Level 3 | Level 3 | 47142 | 213.5486 | 214 |  | HER,1945 |  |  |  | YES
219479 | 3207 | 2 BEDS | Level 3 | Level 3 | 47142 | 209.3886 | 209 |  | HER,1945 |  |  |  | YES
219480 | 3208 | 2 BEDS | Level 3 | Level 3 | 47142 | 223.1634 | 223 |  | HER,1945 |  |  |  | YES
219481 | 3209 | 2 BEDS | Level 3 | Level 3 | 47142 | 223.9312 | 224 |  | HER,1945 |  |  |  | YES
219482 | 3210 | 4 BEDS | Level 3 | Level 3 | 47142 | 468.0428 | 468 |  | HER,1945 |  |  |  | YES
219483 | 3240 | STORAGE | Level 3 | Level 3 | 47720 | 48.4757 | 48 |  | HER,1945 |  |  |  | YES
219484 | 3241 | OFFICE - RESPIRATORY | Level 3 | Level 3 | 47720 | 208.1657 | 208 |  | HER,1945 |  |  |  | YES
219485 | 3242 | TREATMENT - RESPIRATORY | Level 3 | Level 3 | 47720 | 374.5136 | 375 | HOOD | HER,1980 |  |  |  | YES
219486 | 3243 | TOILET | Level 3 | Level 3 | 47720 | 32.2467 | 32 |  | HER,1980 |  |  |  | YES
219487 | 3244 | STORAGE | Level 3 | Level 3 | 47142 | 60.375 | 60 |  | HER,1928 |  |  |  | YES
219488 | 3245 | JANITOR | Level 3 | Level 3 | 47142 | 31.9375 | 32 |  | HER,1928 |  |  |  | YES
219489 | 3246 | TOILET - MENS | Level 3 | Level 3 | 47142 | 190.6562 | 191 |  | HER,1980 |  |  |  | YES
219490 | 3247 | STORAGE | Level 3 | Level 3 | 47142 | 43.875 | 44 |  | HER,1980 |  |  |  | YES
219491 | 3248 | TOILET - WOMENS | Level 3 | Level 3 | 47142 | 190.5625 | 191 |  | HER,1980 |  |  |  | YES
219492 | 3249 | LAUNDRY | Level 3 | Level 3 | 47142 | 52.5 | 53 |  | HER,1980 |  |  |  | YES
219572 | 3249A | TOILET | Level 3 | Level 3 | 47142 | 48.75 | 49 |  | HER,1980 |  |  |  | YES
219493 | 3250 | DAY ROOM | Level 3 | Level 3 | 47142 | 710.7785 | 711 |  | HER,1952 |  |  |  | YES
219494 | 3252 | QUIET ROOM | Level 3 | Level 3 | 47142 | 100.8629 | 101 |  | HER,1945 |  |  |  | YES
219495 | 3253 | NURSE STATION | Level 3 | Level 3 | 47142 | 174.0989 | 174 |  | HER,1964 |  |  |  | YES
219496 | 3254 | TOILET | Level 3 | Level 3 | 47142 | 53.6454 | 53 |  | HER,1964 |  |  |  | YES
219497 | 3255 | MEDICATION | Level 3 | Level 3 | 47142 | 80.5311 | 81 |  | HER,1964 |  |  |  | YES
219498 | 3256 | KITCHEN | Level 3 | Level 3 | 47142 | 157.8197 | 158 |  | HER,1964 |  |  |  | YES
219499 | 3257 | LOUNGE - STAFF | Level 3 | Level 3 | 47142 | 267.4815 | 267 |  | HER,1964 |  |  |  | YES
219500 | 3258 | STORAGE | Level 3 | Level 3 | 47142 | 78.2654 | 78 |  | HER,1945 |  |  |  | YES
219501 | 3259 | EXAM | Level 3 | Level 3 | 47142 | 95.3224 | 95 |  | HER,1945 |  |  |  | YES
219502 | 3260 | TESTING | Level 3 | Level 3 | 47142 | 74.0796 | 74 |  | HER,1945 |  |  |  | NO
219503 | 3261 | OFFICE | Level 3 | Level 3 | 47142 | 84.7604 | 85 |  | HER,1980 |  |  |  | YES
219504 | 3262 | INTERVIEW | Level 3 | Level 3 | 47142 | 94.5729 | 95 |  | HER,1980 |  |  |  | YES
219505 | 3263 | DICTATION | Level 3 | Level 3 | 47142 | 40.9062 | 41 |  | HER,1980 |  |  |  | YES
219573 | 3264A | STORAGE | Level 3 | Level 3 | 47142 | 10.849 | 11 |  | HER,1980 |  |  |  | YES
219574 | 3264B | STORAGE | Level 3 | Level 3 | 47142 | 13.25 | 13 |  | HER,1980 |  |  |  | YES
219575 | 3264C | STORAGE | Level 3 | Level 3 | 47142 | 12.7473 | 13 |  | HER,1980 |  |  |  | YES
219506 | 3310 | FAN ROOM | Level 3 | Level 3 | 48450 | 171.1892 | 171 |  | HER,1980 |  |  |  | YES
219507 | 3340 | OFFICE | Level 3 | Level 3 | 48793 | 179.4971 | 179 |  | HER,1952 |  |  |  | YES
219576 | 3340A | STORAGE | Level 3 | Level 3 | 48793 | 77.6294 | 78 |  | HER,1952 |  |  |  | YES
219508 | 3341 | CASHIER / RECEPT | Level 3 | Level 3 | 38530 | 101 | 101 |  | HER,1945 |  |  |  | YES
219509 | 3342 | CASE MGMT | Level 3 | Level 3 | 47835 | 138 | 138 |  | HER,1945 |  |  |  | YES
219510 | 3343 | OFFICE | Level 3 | Level 3 | 47261 | 167.2344 | 167 |  | HER,1964 |  |  |  | YES
219511 | 3344 | ADMITTING | Level 3 | Level 3 | 48793 | 164.2344 | 164 |  | HER,1964 |  |  |  | YES
219512 | 3345 | OFFICE - MD | Level 3 | Level 3 | 48793 | 171.1828 | 171 |  | HER,1964 |  |  |  | YES
219577 | 3345A | STORAGE | Level 3 | Level 3 | 48610 | 43.125 | 43 |  | HER,1952 |  |  |  | YES
219513 | 3346 | COPY | Level 3 | Level 3 | 48610 | 90.4076 | 90 |  | HER,1952 |  |  |  | YES
219514 | 3347 | OFFICE | Level 3 | Level 3 | 46341 | 91.1988 | 91 |  | HER,1980 |  |  |  | YES
219515 | 3348 | OFFICE | Level 3 | Level 3 | 48793 | 91.9154 | 92 |  | HER,1980 |  |  |  | YES
219516 | 3349 | OFFICE | Level 3 | Level 3 | 48795 | 88.7986 | 89 |  | HER,1980 |  |  |  | YES
219517 | 3350 | OFFICE / RESIDENT | Level 3 | Level 3 | 48795 | 171.1615 | 171 |  | HER,1945 |  |  |  | YES
219518 | 3351 | OFFICE / RESIDENT | Level 3 | Level 3 | 46440 | 205.4206 | 205 |  | HER,1964 |  |  |  | YES
219519 | 3352 | OFFICE / RESIDENT | Level 3 | Level 3 | 48793 | 199.62 | 200 |  | HER,1952 |  |  |  | YES
219578 | 3352B | TELE | Level 3 | Level 3 | 28470 | 10.2708 | 10 |  | HER,1964 |  |  |  | YES
219520 | 3353 | TOILET | Level 3 | Level 3 | 48610 | 63.2478 | 63 |  | HER,1945 |  |  |  | YES
219521 | 3354 | OFFICE - CHB / RESIDENT | Level 3 | Level 3 | 48795 | 340.043 | 340 |  | HER,1980 |  |  |  | YES
219522 | 3355 | STORAGE | Level 3 | Level 3 | 48610 | 40.6875 | 41 |  | HER,1980 |  |  |  | YES
219523 | 3356 | OFFICE | Level 3 | Level 3 | 48610 | 118.2188 | 118 |  | HER,1980 |  |  |  | YES
219524 | 3357 | PATIENT ACCTG/BUS SVCS | Level 3 | Level 3 | 38530 | 60.1753 | 60 |  | HER,1980 |  |  |  | YES
219525 | 3358 | TOILET | Level 3 | Level 3 | 48610 | 40.6632 | 41 |  | HER,1980 |  |  |  | YES
219526 | 3359 | OFFICE | Level 3 | Level 3 | 48793 | 116.6458 | 117 |  | HER,1980 |  |  |  | YES
219527 | 3360 | ADMIN | Level 3 | Level 3 | 48610 | 89.1319 | 89 |  | HER,1980 |  |  |  | YES
219579 | 3360A | ADMIN | Level 3 | Level 3 | 48610 | 114.5833 | 115 |  | HER,1952 |  |  |  | YES
219528 | 3361 | CONFERENCE | Level 3 | Level 3 | 48610 | 232.2917 | 232 |  | HER,1952 |  |  |  | YES
219529 | 3362 | ADMIN | Level 3 | Level 3 | 48795 | 104.1406 | 104 |  | HER,1964 |  |  |  | YES
219580 | 3362A | ADMIN | Level 3 | Level 3 | 48795 | 95.6302 | 96 |  | HER,1964 |  |  |  | YES
219530 | 3365 | PANTRY / OFFICE | Level 3 | Level 3 | 48610 | 116.7431 | 117 |  | HER,1945 |  |  |  | YES
219581 | 3365A | CONFERENCE | Level 3 | Level 3 | 48610 | 321.9375 | 322 |  | HER,1945 |  |  |  | YES
219531 | 3366 | TOILET | Level 3 | Level 3 | 48610 | 72.9149 | 73 |  | HER,1945 |  |  |  | YES
219532 | 3368 | STORAGE | Level 3 | Level 3 | 48610 | 61.2253 | 61 |  | HER,1980 |  |  |  | YES
219533 | 3369 | GROUP ROOM | Level 3 | Level 3 | 47261 | 477.722 | 478 |  | HER,1980 |  |  |  | YES
219534 | 3370 | GROUP ROOM | Level 3 | Level 3 | 47261 | 435.4536 | 435 |  | HER,1980 |  |  |  | YES
219535 | 3371 | GROUP ROOM | Level 3 | Level 3 | 47261 | 472.4669 | 472 |  | HER,1980 |  |  |  | YES
219536 | 3372 | GROUP ROOM | Level 3 | Level 3 | 47261 | 683.406 | 683 |  | HER,1980 |  |  |  | YES
219537 | 3373 | INTERVIEW D | Level 3 | Level 3 | 47261 | 158.9548 | 159 |  | HER,1980 |  |  |  | YES
219538 | 3374 | STORAGE | Level 3 | Level 3 | 28470 | 30.3188 | 30 |  | HER,1980 |  |  |  | YES
219539 | 3375 | STORAGE | Level 3 | Level 3 | 47776 | 76.3586 | 76 |  | HER,1980 |  |  |  | YES
219540 | 3376 | OFFICE | Level 3 | Level 3 | 48793 | 226.7519 | 227 |  | HER,1980 |  |  |  | YES
219541 | 3377 | INTERVIEW E | Level 3 | Level 3 | 47261 | 221.6355 | 222 |  | HER,1980 |  |  |  | YES
219542 | 3378 | EEG TESTING | Level 3 | Level 3 | 47620 | 121.4731 | 121 |  | HER,1980 |  |  |  | YES
219582 | 3378A | EEG TESTING | Level 3 | Level 3 | 47620 | 97.6214 | 98 |  | HER,1980 |  |  |  | YES
219543 | 3379 | PANTRY | Level 3 | Level 3 | 47620 | 86.7687 | 87 |  | HER,1980 |  |  |  | YES
219544 | 3380 | OFFICE | Level 3 | Level 3 | 47261 | 257.6054 | 258 |  | HER,1980 |  |  |  | YES
219583 | 3380A | TOILET | Level 3 | Level 3 | 47261 | 44.4738 | 44 |  | HER,1980 |  |  |  | YES
219545 | 3381 | STORAGE - EEG | Level 3 | Level 3 | 47620 | 89.6023 | 90 |  | HER,1980 |  |  |  | YES
219546 | 3382 | GROUP ROOM F | Level 3 | Level 3 | 47261 | 436.0692 | 436 |  | HER,1980 |  |  |  | YES
219547 | 3383 | OFFICE | Level 3 | Level 3 | 47776 | 226.332 | 226 |  | HER,1980 |  |  |  | YES
219548 | 3384 | OFFICE | Level 3 | Level 3 | 47776 | 199.725 | 199 |  | HER,1980 |  |  |  | YES
219549 | 3385 | WAITING | Level 3 | Level 3 | 47261 | 233.3285 | 233 |  | HER,1980 |  |  |  | YES
219550 | 3386 | OFFICE | Level 3 | Level 3 | 47261 | 228.2996 | 228 |  | HER,1980 |  |  |  | YES
219551 | 3387 | INTERVIEW G | Level 3 | Level 3 | 47261 | 190.9637 | 191 |  | HER,1980 |  |  |  | YES
219552 | 3388 | INTAKE | Level 3 | Level 3 | 47261 | 195.979 | 195 |  | HER,1980 |  |  |  | YES
219553 | 3389 | OFFICE | Level 3 | Level 3 | 47261 | 200.2778 | 200 |  | HER,1980 |  |  |  | YES
219554 | 3390 | INTERVIEW H | Level 3 | Level 3 | 47261 | 93.922 | 94 |  | HER,1980 |  |  |  | YES
219555 | 3391 | INTERVIEW I | Level 3 | Level 3 | 47261 | 68.9075 | 69 |  | HER,1980 |  |  |  | YES
219556 | 3392 | GROUP ROOM J | Level 3 | Level 3 | 47261 | 421.5834 | 421 |  | HER,1980 |  |  |  | YES
219557 | 3393 | LIBRARY | Level 3 | Level 3 | 48691 | 486.4722 | 486 |  | HER,1980 |  |  |  | YES
219558 | 3394 | OFFICE | Level 3 | Level 3 | 48610 | 82.0597 | 82 |  | HER,1980 |  |  |  | YES
219559 | 3395 | OFFICE | Level 3 | Level 3 | 48610 | 84.5439 | 85 |  | HER,1980 |  |  |  | YES
219560 | 3396 | GROUP ROOM K | Level 3 | Level 3 | 47261 | 426.6924 | 427 |  | HER,1980 |  |  |  | YES
219561 | 3399 | STORAGE | Level 3 | Level 3 | 47261 | 21.5833 | 22 |  | HER,1980 |  |  |  | YES
219584 | 3990A | CORRIDOR | Level 3 | Level 3 | 47261 | 77.2606 | 77 |  | HER,1980 |  |  |  | YES
219585 | C316A | CORRIDOR | Level 3 | Level 3 | 46341 | 353.7692 | 354 |  | HER,1980 |  |  |  | YES
219586 | C316B | CORRIDOR | Level 3 | Level 3 | 46342 | 218.6735 | 219 |  | HER,1952 |  |  |  | YES
219587 | FCM 311 | CORRIDOR | Level 3 | Level 3 | FCM | 1041.5714 | 1042 |  | HER,1980 |  |  |  | YES
219588 | FCM 312 | CORRIDOR | Level 3 | Level 3 | FCM | 2566.6703 | 2567 |  | HER,1980 |  |  |  | YES
219589 | FCM 313 | CORRIDOR | Level 3 | Level 3 | FCM | 209.1528 | 209 |  | HER,1980 |  |  |  | YES
219590 | FCM 3191 | TOILET - MENS | Level 3 | Level 3 | FCM | 42.0012 | 42 |  | HER,1980 |  |  |  | YES
219591 | FCM 3192 | TOILET - WOMENS | Level 3 | Level 3 | FCM | 38.0478 | 38 |  | HER,1980 |  |  |  | YES
219592 | FCM 321 | CORRIDOR | Level 3 | Level 3 | 47142 | 347.9292 | 348 |  | HER,1980 |  |  |  | YES
219593 | FCM 322 | CORRIDOR | Level 3 | Level 3 | FCM | 1719.0727 | 1719 |  | HER,1980 |  |  |  | YES
219594 | FCM 331 | CORRIDOR | Level 3 | Level 3 | FCM | 2299.9649 | 2305 |  | HER,1980 |  |  |  | YES
219595 | FCM 333 | CORRIDOR | Level 3 | Level 3 | FCM | 254.2708 | 254 |  | HER,1980 |  |  |  | YES
219596 | FCM 345 | CORRIDOR | Level 3 | Level 3 | FCM | 571.4612 | 571 |  | HER,1980 |  |  |  | YES
219597 | FCM 346 | CORRIDOR | Level 3 | Level 3 | FCM | 1142.8117 | 1143 |  | HER,1980 |  |  |  | YES
219598 | FCM 347 | CORRIDOR | Level 3 | Level 3 | FCM | 294.8255 | 295 |  | HER,1980 |  |  |  | YES
219599 | NRT 3-01 | STAIR 1 / ELEV 2 | Level 3 | Level 3 | N/A | 401.2172 | 401 |  | HER,1980 |  |  |  | YES
219600 | NRT 3-02 | STAIR 2 | Level 3 | Level 3 | N/A | 158.0245 | 158 |  | HER,1980 |  |  |  | YES
219601 | NRT 3-03 | STAIR 3 / ELEV 3 | Level 3 | Level 3 | N/A | 688.3009 | 689 |  | HER,1980 |  |  |  | YES
219602 | NRT 3-04 | STAIR 4 | Level 3 | Level 3 | N/A | 167.0237 | 167 |  | HER,1980 |  |  |  | YES
219603 | NRT 3-05 | STAIR 5 | Level 3 | Level 3 | N/A | 176.5866 | 177 |  | HER,1980 |  |  |  | YES
219604 | NRT 3-06 | STAIR 6 / ELEV 4 | Level 3 | Level 3 | N/A | 492.4287 | 492 |  | HER,1980 |  |  |  | YES
219605 | NRT 3-07 | STAIR 7 | Level 3 | Level 3 | N/A | 216.017 | 216 |  | HER,1980 |  |  |  | YES
219606 | NRT 3-11 | ELEVATOR 1 | Level 3 | Level 3 | N/A | 109.25 | 109 |  | HER,1980 |  |  |  | YES
219607 | NRT 3-15 | ELEVATOR 5 / RAMP 1 | Level 3 | Level 3 | N/A | 631.5871 | 632 |  | HER,1980 |  |  |  | YES
219608 | NRT 3-22 | RAMP 2 | Level 3 | Level 3 | N/A | 494.7844 | 495 |  | HER,1980 |  |  |  | YES
219609 | NRT 3-23 | NRT | Level 3 | Level 3 | N/A | 21.0379 | 21 |  | HER,1980 |  |  |  | YES
219610 | NRT 3-24 | NRT | Level 3 | Level 3 | N/A | 72.5 | 73 |  | HER,1980 |  |  |  | YES
219611 | NRT 3-25 | NRT | Level 3 | Level 3 | N/A | 20.25 | 20 |  | HER,1980 |  |  |  | YES
219612 | NRT 3-26 | NRT | Level 3 | Level 3 | N/A | 48.75 | 49 |  | HER,1980 |  |  |  | YES
219613 | NRT 3-27 | NRT | Level 3 | Level 3 | N/A | 19.2848 | 19 |  | HER,1980 |  |  |  | YES
219614 | NRT 3-28 | NRT | Level 3 | Level 3 | N/A | 22.5 | 23 |  | HER,1980 |  |  |  | YES
219615 | NRT 3-29 | NRT | Level 3 | Level 3 | N/A | 22.5 | 23 |  | HER,1980 |  |  |  | YES
219616 | NRT 3-30 | NRT | Level 3 | Level 3 | N/A | 10.6094 | 11 |  | HER,1952 |  |  |  | YES
219617 | NRT 3-31 | NRT | Level 3 | Level 3 | N/A | 53.616 | 54 |  | HER,1952 |  |  |  | YES
219618 | NRT 3-32 | NRT | Level 3 | Level 3 | N/A | 9.8333 | 10 |  | HER,1952 |  |  |  | YES
219619 | NRT 3-33 | NRT | Level 3 | Level 3 | N/A | 124.1667 | 124 |  | HER,1952 |  |  |  | YES
219620 | NRT 3-34 | NRT | Level 3 | Level 3 | N/A | 16.0349 | 16 |  | HER,1945 |  |  |  | YES
219621 | NRT 3-35 | NRT | Level 3 | Level 3 | N/A | 10.625 | 11 |  | HER,1945 |  |  |  | YES
219622 | NRT 3-36 | NRT | Level 3 | Level 3 | N/A | 44 | 44 |  | HER,1945 |  |  |  | YES
219623 | 4101 | 2 BEDS_SUSPENDED_OFFICE | Level 4 | Level 4 | 46344 | 292.8535 | 292 | question: WAS 1 BED ?? | HER,1980 |  |  |  | YES
219624 | 4102 | 2 BEDS_SUSPENDED_OFFICE | Level 4 | Level 4 | 46344 | 230.2275 | 230 | question: WAS 1 BED ?? | HER,1980 |  |  |  | YES
219625 | 4103 | 2 BEDS | Level 4 | Level 4 | 46344 | 322.7913 | 323 |  | HER,1980 |  |  |  | YES
219626 | 4104 | 2 BEDS | Level 4 | Level 4 | 46344 | 322.7957 | 323 |  | HER,1980 |  |  |  | YES
219627 | 4105 | 2 BEDS | Level 4 | Level 4 | 46344 | 322.7957 | 323 |  | HER,1980 |  |  |  | YES
219628 | 4106 | 2 BEDS | Level 4 | Level 4 | 46344 | 322.7457 | 323 |  | HER,1980 |  |  |  | YES
219629 | 4107 | 1 BED | Level 4 | Level 4 | 46344 | 229.5277 | 230 |  | HER,1980 |  |  |  | YES
219630 | 4108 | 1 BED | Level 4 | Level 4 | 46344 | 229.5277 | 230 |  | HER,1980 |  |  |  | YES
219631 | 4109 | 2 BEDS | Level 4 | Level 4 | 46344 | 322.7457 | 323 |  | HER,1980 |  |  |  | YES
219632 | 4110 | 2 BEDS | Level 4 | Level 4 | 46344 | 344.0042 | 345 |  | HER,1980 |  |  |  | YES
219710 | 4110B | TELE | Level 4 | Level 4 | 46344 | 5.2888 | 4 |  | HER,1980 |  |  |  | YES
219633 | 4111 | OFFICE | Level 4 | Level 4 | 46344 | 102.6791 | 103 |  | HER,1980 |  |  |  | YES
219711 | 4111A | MEDICATION | Level 4 | Level 4 | 46344 | 110.7959 | 111 |  | HER,1980 |  |  |  | YES
219634 | 4112 | 1 BED | Level 4 | Level 4 | 46344 | 219.6163 | 220 |  | HER,1952 |  |  |  | YES
219635 | 4113 | 1 BED | Level 4 | Level 4 | 46344 | 219.6163 | 220 |  | HER,1952 |  |  |  | YES
219636 | 4114 | 1 BED | Level 4 | Level 4 | 46344 | 246.9621 | 248 |  | HER,1952 |  |  |  | YES
219637 | 4115 | ACTIVITY | Level 4 | Level 4 | 46344 | 306.0235 | 306 |  | HER,1952 |  |  |  | YES
219638 | 4116 | ACTIVITY | Level 4 | Level 4 | 46344 | 598.6238 | 599 |  | HER,1952 |  |  |  | YES
219639 | 4119 | 1 BED | Level 4 | Level 4 | 46343 | 184.6001 | 185 |  | HER,1952 |  |  |  | YES
219640 | 4120 | 1 BED | Level 4 | Level 4 | 46343 | 320.1346 | 320 |  | HER,1952 |  |  |  | YES
219641 | 4122 | DAY ROOM | Level 4 | Level 4 | 46343 | 687.0956 | 687 |  | HER,1952 |  |  |  | YES
219642 | 4123 | MEDICATION | Level 4 | Level 4 | 46343 | 104.9167 | 105 |  | HER,1952 |  |  |  | YES
219643 | 4124 | OFFICE | Level 4 | Level 4 | 46343 | 116.9623 | 117 |  | HER,1952 |  |  |  | YES
219644 | 4125 | 2 BEDS | Level 4 | Level 4 | 46343 | 352.4983 | 352 |  | HER,1952 |  |  |  | YES
219712 | 4125B |  | Level 4 | Level 4 | 46343 | 5.1944 | 4 |  | HER,1952 |  |  |  | YES
219645 | 4126 | 2 BEDS | Level 4 | Level 4 | 46343 | 320.7585 | 321 |  | HER,1952 |  |  |  | YES
219646 | 4127 | 1 BED | Level 4 | Level 4 | 46343 | 226.8245 | 227 |  | HER,1952 |  |  |  | YES
219647 | 4128 | 1 BED | Level 4 | Level 4 | 46343 | 219.8307 | 220 |  | HER,1952 |  |  |  | YES
219648 | 4129 | 2 BEDS | Level 4 | Level 4 | 46343 | 329.9035 | 330 |  | HER,1952 |  |  |  | YES
219649 | 4130 | 2 BEDS | Level 4 | Level 4 | 46343 | 322.7957 | 323 |  | HER,1952 |  |  |  | YES
219650 | 4131 | 2 BEDS | Level 4 | Level 4 | 46343 | 322.7957 | 323 |  | HER,1952 |  |  |  | YES
219651 | 4132 | 2 BEDS | Level 4 | Level 4 | 46343 | 364.4129 | 364 |  | HER,1952 |  |  |  | YES
219652 | 4139 | VESTIBULE | Level 4 | Level 4 | 46343 | 244.3439 | 244 |  | HER,1952 |  |  |  | YES
219653 | 4140 | NURSE STATION | Level 4 | Level 4 | 46344 | 348.3484 | 348 |  | HER,1952 |  |  |  | YES
219654 | 4141 | CLEAN UTILITY | Level 4 | Level 4 | 46343 | 206.9922 | 207 |  | HER,1952 |  |  |  | YES
219655 | 4142 | TOILET - STAFF | Level 4 | Level 4 | 46344 | 46.3542 | 46 |  | HER,1952 |  |  |  | YES
219656 | 4143 | JANITOR / ELEC | Level 4 | Level 4 | 46344 | 45.9752 | 46 |  | HER,1952 |  |  |  | YES
219657 | 4144 | LAUNDRY | Level 4 | Level 4 | 46344 | 118.2574 | 118 |  | HER,1952 |  |  |  | YES
219658 | 4145 | OFFICE | Level 4 | Level 4 | 46344 | 104.9138 | 105 |  | HER,1952 |  |  |  | YES
219659 | 4146 | SUPPLY | Level 4 | Level 4 | 46344 | 48.0104 | 48 |  | HER,1952 |  |  |  | YES
219713 | 4147A | PSYCH SECLUSION A | Level 4 | Level 4 | 46343 | 77.2032 | 77 |  | HER,1952 |  |  |  | NO
219714 | 4147B | PSYCH SECLUSION B | Level 4 | Level 4 | 46343 | 89.1034 | 89 |  | HER,1952 |  |  |  | NO
219660 | 4148 | PSYCH SECLUSION C | Level 4 | Level 4 | 46344 | 103.3201 | 103 |  | HER,1952 |  |  |  | NO
219661 | 4149 | PSYCH SECLUSION D | Level 4 | Level 4 | 46344 | 89.7082 | 90 |  | HER,1952 |  |  |  | NO
219662 | 4150 | SUPPLY | Level 4 | Level 4 | 46343 | 55.1459 | 55 |  | HER,1952 |  |  |  | YES
219663 | 4151 | INTERVIEW | Level 4 | Level 4 | 46343 | 136.6455 | 137 |  | HER,1945 |  |  |  | YES
219664 | 4152 | TREATMENT | Level 4 | Level 4 | 46343 | 137.4077 | 137 |  | HER,1945 |  |  |  | NO
219665 | 4153 | SOILED UTILITY | Level 4 | Level 4 | 46343 | 141.8495 | 142 |  | HER,1945 |  |  |  | YES
219666 | 4155 | LOUNGE - STAFF | Level 4 | Level 4 | 46344 | 148.7082 | 149 |  | HER,1945 |  |  |  | YES
219715 | 4155A | LOCKERS | Level 4 | Level 4 | 46344 | 93.75 | 94 |  | HER,1945 |  |  |  | YES
219667 | 4156 | ELEC | Level 4 | Level 4 | 46343 | 25.4151 | 25 |  | HER,1945 |  |  |  | YES
219668 | 4157 | SHOWER | Level 4 | Level 4 | 46344 | 56.6565 | 57 |  | HER,1980 |  |  |  | YES
219669 | 4160 | SEATING | Level 4 | Level 4 | 46343 | 292.4261 | 292 |  | HER,1980 |  |  |  | YES
219670 | 4161 | SEATING | Level 4 | Level 4 | 46344 | 293.2764 | 293 |  | HER,1980 |  |  |  | YES
219671 | 4190 | PARTIAL HOSPITALIZATION PRGM | Level 4 | Level 4 | 47261 | 347.8037 | 348 |  | HER,1980 |  |  |  | YES
219716 | 4190A | PARTIAL HOSPITALIZATION PRGM | Level 4 | Level 4 | 47261 | 356.0556 | 356 |  | HER,1980 |  |  |  | YES
219717 | 4190B | PARTIAL HOSPITALIZATION PRGM | Level 4 | Level 4 | 47261 | 170.4097 | 170 |  | HER,1980 |  |  |  | YES
219718 | 4190C | PARTIAL HOSPITALIZATION PRGM | Level 4 | Level 4 | 47261 | 132.2315 | 132 |  | HER,1980 |  |  |  | YES
219672 | 4200 | PATIO | Level 4 | Level 4 | 47261 | 375.2118 | 375 |  | HER,1980 |  |  |  | YES
219673 | 4201 | 1 BED | Level 4 | Level 4 | 47261 | 147.6132 | 148 |  | HER,1980 |  |  |  | YES
219674 | 4202 | 1 BED | Level 4 | Level 4 | 47261 | 114.418 | 114 |  | HER,1952 |  |  |  | YES
219675 | 4203 | 2 BEDS | Level 4 | Level 4 | 47261 | 217.0745 | 217 |  | HER,1952 |  |  |  | YES
219676 | 4204 | 2 BEDS | Level 4 | Level 4 | 47261 | 233.295 | 233 |  | HER,1952 |  |  |  | YES
219677 | 4205 | 2 BEDS | Level 4 | Level 4 | 47261 | 203.9687 | 204 |  | HER,1952 |  |  |  | YES
219678 | 4206 | 2 BEDS | Level 4 | Level 4 | 47261 | 211.7378 | 212 |  | HER,1952 |  |  |  | YES
219679 | 4207 | 2 BEDS | Level 4 | Level 4 | 47261 | 203.6871 | 204 |  | HER,1952 |  |  |  | YES
219680 | 4208 | 2 BEDS | Level 4 | Level 4 | 47261 | 204.0918 | 204 |  | HER,1945 |  |  |  | YES
219719 | 4208A | TOILET - PATIENT | Level 4 | Level 4 | 47261 | 27.2196 | 27 |  | HER,1945 |  |  |  | YES
219681 | 4209 | 4 BEDS | Level 4 | Level 4 | 47261 | 432.2396 | 432 |  | HER,1980 |  |  |  | YES
219682 | 4241 | OFFICE | Level 4 | Level 4 | 47261 | 127.0521 | 127 |  | HER,1980 |  |  |  | YES
219683 | 4242 | ACTIVITY GROUP | Level 4 | Level 4 | 47261 | 400.2993 | 400 |  | HER,1952 |  |  |  | YES
219684 | 4243 | TOILET | Level 4 | Level 4 | 47261 | 26.0898 | 26 |  | HER,1952 |  |  |  | YES
219685 | 4244 | TOILET | Level 4 | Level 4 | 47261 | 49.2634 | 58 |  | HER,1952 |  |  |  | YES
219686 | 4245 | JANITOR | Level 4 | Level 4 | 47261 | 26.1421 | 26 |  | HER,1945 |  |  |  | YES
219687 | 4246 | TOILET - MENS | Level 4 | Level 4 | 47261 | 197.8322 | 198 |  | HER,1980 |  |  |  | YES
219688 | 4247 | TUB ROOM | Level 4 | Level 4 | 47261 | 32.5208 | 33 |  | HER,1980 |  |  |  | YES
219689 | 4248 | TOILET - WOMENS | Level 4 | Level 4 | 47261 | 201.7489 | 202 |  | HER,1980 |  |  |  | YES
219690 | 4249 | KITCHEN | Level 4 | Level 4 | 47261 | 66.5625 | 67 |  | HER,1980 |  |  |  | YES
219720 | 4249A | LAUNDRY | Level 4 | Level 4 | 47261 | 33.75 | 34 |  | HER,1952 |  |  |  | YES
219691 | 4250 | DAY ROOM | Level 4 | Level 4 | 47261 | 709.6081 | 710 |  | HER,1952 |  |  |  | YES
219692 | 4251 | MUSIC / TV ROOM | Level 4 | Level 4 | 47261 | 209.4259 | 209 |  | HER,1980 |  |  |  | YES
219693 | 4252 | INTERVIEW | Level 4 | Level 4 | 47261 | 95.099 | 95 |  | HER,1980 |  |  |  | YES
219694 | 4253 | NURSE STATION | Level 4 | Level 4 | 47261 | 183.9375 | 184 |  | HER,1980 |  |  |  | YES
219695 | 4254 | TOILET - STAFF | Level 4 | Level 4 | 47261 | 38.3178 | 38 |  | HER,1945 |  |  |  | YES
219696 | 4255 | MEDICATION | Level 4 | Level 4 | 47261 | 94.2043 | 94 |  | HER,1952 |  |  |  | YES
219697 | 4256 | PSYCH SECLUSION | Level 4 | Level 4 | 47261 | 87.75 | 88 |  | HER,1945 |  |  |  | NO
219698 | 4257 | PSYCH SECLUSION | Level 4 | Level 4 | 47261 | 89.2089 | 89 |  | HER,1964 |  |  |  | NO
219699 | 4258 | PSYCH SECLUSION | Level 4 | Level 4 | 47261 | 96.3073 | 96 |  | HER,1980 |  |  |  | NO
219721 | 4258A | TOILET | Level 4 | Level 4 | 47261 | 56.0949 | 56 |  | HER,1980 |  |  |  | YES
219700 | 4259 | OFFICE | Level 4 | Level 4 | 47261 | 75.2518 | 75 |  | HER,1980 |  |  |  | YES
219722 | 4259A | TOILET - STAFF | Level 4 | Level 4 | 47261 | 20.0706 | 20 |  | HER,1980 |  |  |  | YES
219701 | 4260 | INTERVIEW | Level 4 | Level 4 | 47261 | 72.2364 | 72 |  | HER,1980 |  |  |  | YES
219702 | 4261 | OFFICE | Level 4 | Level 4 | 47261 | 85.9896 | 86 |  | HER,1980 |  |  |  | YES
219703 | 4262 | REC INTERN | Level 4 | Level 4 | 47261 | 75.467 | 75 |  | HER,1980 |  |  |  | YES
219723 | 4262A | STORAGE | Level 4 | Level 4 | 47261 | 9.7101 | 10 |  | HER,1952 |  |  |  | YES
219724 | 4262B | STORAGE | Level 4 | Level 4 | 47261 | 10.2812 | 10 |  | HER,1952 |  |  |  | YES
219704 | 4300 | MECH | Level 4 | Level 4 | 48450 | 13.5 | 14 |  | HER,1980 |  |  |  | YES
219705 | 4301 | OFFICE | Level 4 | Level 4 | 47142 | 133.4529 | 133 |  | HER,1945 |  |  |  | YES
219725 | 4301A | OFFICE | Level 4 | Level 4 | 47142 | 193.7398 | 194 |  | HER,1980 |  |  |  | YES
219726 | 4301B | OFFICE | Level 4 | Level 4 | 47142 | 235.5421 | 235 |  | HER,1980 |  |  |  | YES
219706 | 4302 | WAITING / RECEPT | Level 4 | Level 4 | 47142 | 177.901 | 178 |  | HER,1980 |  |  |  | YES
219707 | 4303 | KITCHENETTE | Level 4 | Level 4 | 47142 | 49.9688 | 50 |  | HER,1980 |  |  |  | YES
219708 | 4304 | TOILET | Level 4 | Level 4 | 47142 | 45.8979 | 46 |  | HER,1980 |  |  |  | YES
219709 | 4368 | STORAGE - EQUIP | Level 4 | Level 4 | 48460 | 59.6315 | 60 |  | HER,1980 |  |  |  | YES
219727 | C414 | CORRIDOR | Level 4 | Level 4 | 46344 | 1845.9894 | 1846 |  | HER,1980 |  |  |  | YES
219728 | C415 | CORRIDOR | Level 4 | Level 4 | 46343 | 1528.8571 | 1529 |  | HER,1980 |  |  |  | YES
219729 | C421 | CORRIDOR | Level 4 | Level 4 | 47261 | 336.7366 | 337 |  | HER,1980 |  |  |  | YES
219730 | C422 | CORRIDOR | Level 4 | Level 4 | 47261 | 1871.5481 | 1872 |  | HER,1980 |  |  |  | YES
219731 | C423 | CORRIDOR | Level 4 | Level 4 | 47261 | 153.0258 | 153 |  | HER,1980 |  |  |  | YES
219732 | C431 | CORRIDOR | Level 4 | Level 4 | 47142 | 345.868 | 346 |  | HER,1980 |  |  |  | YES
219733 | FCM 411 | CORRIDOR | Level 4 | Level 4 | FCM | 852.1809 | 853 |  | HER,1980 |  |  |  | YES
219734 | FCM 412 | CORRIDOR | Level 4 | Level 4 | FCM | 443.8077 | 440 |  | HER,1980 |  |  |  | YES
219735 | FCM 4191 | TOILET - MENS | Level 4 | Level 4 | FCM | 38.0472 | 38 |  | HER,1980 |  |  |  | YES
219736 | FCM 4192 | TOILET - WOMENS | Level 4 | Level 4 | FCM | 42.0002 | 42 |  | HER,1980 |  |  |  | YES
219737 | NRT 4-01 | STAIR 1 / ELEV 2 | Level 4 | Level 4 | N/A | 401.8415 | 402 |  | HER,1945 |  |  |  | YES
219738 | NRT 4-02 | STAIR 2 | Level 4 | Level 4 | N/A | 158.0245 | 158 |  | HER,1945 |  |  |  | YES
219739 | NRT 4-03 | STAIR 3 / ELEV 3 | Level 4 | Level 4 | N/A | 688.2803 | 689 |  | HER,1945 |  |  |  | YES
219740 | NRT 4-04 | STAIR 4 | Level 4 | Level 4 | N/A | 167.0237 | 167 |  | HER,1940 |  |  |  | YES
219741 | NRT 4-05 | STAIR 5 | Level 4 | Level 4 | N/A | 176.5866 | 177 |  | HER,1940 |  |  |  | YES
219742 | NRT 4-06 | STAIR 6 / ELEV 4 | Level 4 | Level 4 | N/A | 389.9149 | 360 |  | HER,1940 |  |  |  | YES
219743 | NRT 4-11 | ELEVATOR 1 | Level 4 | Level 4 | N/A | 109.25 | 109 |  | HER,1940 |  |  |  | YES
219744 | NRT 4-21 | RAMP 1 | Level 4 | Level 4 | N/A | 369.7977 | 370 |  | HER,1940 |  |  |  | YES
219745 | NRT 4-22 | NRT | Level 4 | Level 4 | N/A | 81.4219 | 81 |  | HER,1940 |  |  |  | YES
219746 | NRT 4-23 | NRT | Level 4 | Level 4 | N/A | 21.0379 | 21 |  | HER,1940 |  |  |  | YES
219747 | NRT 4-24 | NRT | Level 4 | Level 4 | N/A | 85 | 85 |  | HER,1940 |  |  |  | YES
219748 | NRT 4-25 | NRT | Level 4 | Level 4 | N/A | 21.75 | 22 |  | HER,1964 |  |  |  | YES
219749 | NRT 4-26 | NRT | Level 4 | Level 4 | N/A | 19.2848 | 19 |  | HER,1945 |  |  |  | YES
219750 | NRT 4-27 | NRT | Level 4 | Level 4 | N/A | 53.4375 | 53 |  | HER,1945 |  |  |  | YES
219751 | NRT 4-28 | NRT | Level 4 | Level 4 | N/A | 21 | 21 |  | HER,1945 |  |  |  | YES
219752 | NRT 4-29 | NRT | Level 4 | Level 4 | N/A | 21 | 21 |  | HER,1940 |  |  |  | YES
219753 | NRT 4-30 | NRT | Level 4 | Level 4 | N/A | 14.4238 | 14 |  | HER,1940 |  |  |  | YES
219754 | NRT 4-31 | NRT | Level 4 | Level 4 | N/A | 43.7396 | 44 |  | HER,1940 |  |  |  | YES
219755 | NRT 4-32 | NRT | Level 4 | Level 4 | N/A | 63.9931 | 64 |  | HER,1940 |  |  |  | YES
219756 | NRT 4-33 | NRT | Level 4 | Level 4 | N/A | 15 | 15 |  | HER,1940 |  |  |  | YES
219757 | 5101 | 1 BED | Level 5 | Level 5 | VACANT | 292.8535 | 293 |  | HER,1980 |  |  |  | YES
219758 | 5102 | 1 BED | Level 5 | Level 5 | VACANT | 230.2275 | 230 |  | HER,1980 |  |  |  | YES
219759 | 5103 | 2 BEDS | Level 5 | Level 5 | VACANT | 322.7913 | 323 |  | HER,1980 |  |  |  | YES
219760 | 5104 | 2 BEDS | Level 5 | Level 5 | VACANT | 322.7913 | 323 |  | HER,1980 |  |  |  | YES
219761 | 5105 | 2 BEDS | Level 5 | Level 5 | VACANT | 322.7913 | 323 |  | HER,1980 |  |  |  | YES
219762 | 5106 | 2 BEDS | Level 5 | Level 5 | VACANT | 322.7457 | 323 |  | HER,1980 |  |  |  | YES
219763 | 5107 | 1 BED | Level 5 | Level 5 | VACANT | 229.5277 | 230 |  | HER,1980 |  |  |  | YES
219764 | 5108 | 1 BED | Level 5 | Level 5 | VACANT | 229.5277 | 230 |  | HER,1980 |  |  |  | YES
219765 | 5109 | 2 BEDS | Level 5 | Level 5 | VACANT | 322.7457 | 323 |  | HER,1980 |  |  |  | YES
219766 | 5110 | 2 BEDS | Level 5 | Level 5 | VACANT | 344.0042 | 345 |  | HER,1980 |  |  |  | YES
219834 | 5110B |  | Level 5 | Level 5 | VACANT | 5.2888 | 4 |  | HER,1980 |  |  |  | YES
219767 | 5111 | 1 BED | Level 5 | Level 5 | VACANT | 213.475 | 214 |  | HER,1980 |  |  |  | YES
219768 | 5112 | 1 BED | Level 5 | Level 5 | VACANT | 219.6163 | 220 |  | HER,1980 |  |  |  | YES
219769 | 5113 | OFFICE | Level 5 | Level 5 | VACANT | 219.6163 | 220 |  | HER,1980 |  |  |  | YES
219770 | 5114 | 1 BED | Level 5 | Level 5 | VACANT | 247.3292 | 247 |  | HER,1980 |  |  |  | YES
219771 | 5115 | 1 BED - ISOL | Level 5 | Level 5 | VACANT | 307.1493 | 307 |  | HER,1980 |  |  |  | YES
219772 | 5116 | 1 BED | Level 5 | Level 5 | VACANT | 189.9214 | 190 |  | HER,1980 |  |  |  | YES
219773 | 5117 | 1 BED | Level 5 | Level 5 | VACANT | 203.4515 | 203 |  | HER,1980 |  |  |  | YES
219774 | 5118 | 1 BED | Level 5 | Level 5 | VACANT | 202.1721 | 202 |  | HER,1980 |  |  |  | YES
219775 | 5119 | 1 BED - NEG PRESS | Level 5 | Level 5 | VACANT | 210.0859 | 210 |  | HER,1980 |  |  |  | YES
219776 | 5120 | DINING - QUIET / 3 BED | Level 5 | Level 5 | VACANT | 675.2244 | 675 |  | HER,1980 |  |  |  | YES
219777 | 5121 | NURSE STATION | Level 5 | Level 5 | VACANT | 148.2846 | 148 |  | HER,1980 |  |  |  | YES
219778 | 5122 | VESTIBULE | Level 5 | Level 5 | VACANT | 327.4023 | 324 |  | HER,1980 |  |  |  | YES
219779 | 5124 | STORAGE | Level 5 | Level 5 | VACANT | 163.0808 | 163 | question: WAS 1 BED ?? | HER,1980 |  |  |  | YES
219835 | 5124A | TOILET | Level 5 | Level 5 | VACANT | 48.0607 | 48 |  | HER,1980 |  |  |  | YES
219780 | 5125 | 2 BEDS | Level 5 | Level 5 | VACANT | 352.312 | 352 |  | HER,1980 |  |  |  | YES
219836 | 5125B |  | Level 5 | Level 5 | VACANT | 5.3807 | 4 |  | HER,1980 |  |  |  | YES
219781 | 5126 | 2 BEDS | Level 5 | Level 5 | VACANT | 320.7467 | 321 |  | HER,1980 |  |  |  | YES
219782 | 5127 | 1 BED | Level 5 | Level 5 | VACANT | 226.8245 | 227 |  | HER,1980 |  |  |  | YES
219783 | 5128 | 1 BED | Level 5 | Level 5 | VACANT | 219.8307 | 220 |  | HER,1980 |  |  |  | YES
219784 | 5129 | 2 BEDS | Level 5 | Level 5 | VACANT | 329.9035 | 330 |  | HER,1980 |  |  |  | YES
219785 | 5130 | 2 BEDS | Level 5 | Level 5 | VACANT | 322.7913 | 323 |  | HER,1980 |  |  |  | YES
219786 | 5131 | 2 BEDS | Level 5 | Level 5 | VACANT | 322.7913 | 323 |  | HER,1980 |  |  |  | YES
219787 | 5132 | 2 BEDS | Level 5 | Level 5 | VACANT | 362.9641 | 363 |  | HER,1980 |  |  |  | YES
219788 | 5140 | CONFERENCE | Level 5 | Level 5 | VACANT | 112.8898 | 113 |  | HER,1980 |  |  |  | YES
219789 | 5141 | CLEAN UTILITY | Level 5 | Level 5 | VACANT | 481.1861 | 481 |  | HER,1980 |  |  |  | YES
219790 | 5142 | TOILET - STAFF | Level 5 | Level 5 | VACANT | 61.3125 | 61 |  | HER,1980 |  |  |  | YES
219791 | 5143 | JANITOR | Level 5 | Level 5 | 48460 | 69.953 | 70 |  | HER,1980 |  |  |  | YES
219792 | 5144 | CONFERENCE | Level 5 | Level 5 | VACANT | 110.6095 | 111 |  | HER,1980 |  |  |  | YES
219793 | 5145 | OFFICE | Level 5 | Level 5 | VACANT | 136.8741 | 137 |  | HER,1980 |  |  |  | YES
219794 | 5146 | MEDICATION | Level 5 | Level 5 | VACANT | 98.0558 | 98 |  | HER,1980 |  |  |  | YES
219837 | 5146A | TREATMENT CONF | Level 5 | Level 5 | VACANT | 113.7167 | 114 |  | HER,1980 |  |  |  | YES
219795 | 5147 | SHOWER | Level 5 | Level 5 | VACANT | 61.6266 | 62 |  | HER,1980 |  |  |  | YES
219796 | 5148 | SOILED UTILITY | Level 5 | Level 5 | VACANT | 107.9375 | 108 |  | HER,1980 |  |  |  | YES
219797 | 5149 | TOILET | Level 5 | Level 5 | VACANT | 50.625 | 51 |  | HER,1980 |  |  |  | YES
219798 | 5150 | MEDICATION | Level 5 | Level 5 | VACANT | 156.941 | 157 |  | HER,1980 |  |  |  | YES
219799 | 5151 | TUB ROOM | Level 5 | Level 5 | VACANT | 164.3022 | 164 |  | HER,1952 |  |  |  | YES
219800 | 5152 | CONFERENCE / TRTMNT | Level 5 | Level 5 | VACANT | 168.6591 | 169 |  | HER,1952 |  |  |  | YES
219801 | 5153 | SOILED UTILITY | Level 5 | Level 5 | VACANT | 144.4159 | 144 |  | HER,1952 |  |  |  | YES
219802 | 5154 | NOURISHMENT | Level 5 | Level 5 | VACANT | 124.9112 | 125 |  | HER,1952 |  |  |  | YES
219803 | 5155 | LOUNGE - STAFF | Level 5 | Level 5 | VACANT | 203.6757 | 204 |  | HER,1952 |  |  |  | YES
219804 | 5156 | ELEC | Level 5 | Level 5 | 48450 | 24.8463 | 25 |  | HER,1952 |  |  |  | YES
219805 | 5160 | NURSE STATION B | Level 5 | Level 5 | VACANT | 188.6329 | 189 |  | HER,1952 |  |  |  | YES
219838 | 5160A | DICTATION | Level 5 | Level 5 | VACANT | 29.2708 | 29 |  | HER,1952 |  |  |  | YES
219806 | 5161 | NURSE STATION A | Level 5 | Level 5 | VACANT | 315.1479 | 315 |  | HER,1952 |  |  |  | YES
219807 | 5190 | ACTIVITY DINING | Level 5 | Level 5 | VACANT | 1017.1186 | 1017 |  | HER,1952 |  |  |  | YES
219808 | 5199 | STORAGE | Level 5 | Level 5 | 48460 | 22.4583 | 22 |  | HER,1952 |  |  |  | YES
219809 | 5239 | PT MANAGER | Level 5 | Level 5 | VACANT | 147.2405 | 147 |  | HER,1952 |  |  |  | YES
219810 | 5241 | OT TREATMENT | Level 5 | Level 5 | VACANT | 272.6591 | 273 |  | HER,1952 |  |  |  | YES
219811 | 5242 | OFFICE - SPEECH | Level 5 | Level 5 | VACANT | 89.9392 | 90 |  | HER,1952 |  |  |  | YES
219812 | 5243 | JANITOR | Level 5 | Level 5 | 48460 | 42.96 | 43 |  | HER,1952 |  |  |  | YES
219839 | 5243A | ADMIN | Level 5 | Level 5 | VACANT | 196.3107 | 196 |  | HER,1952 |  |  |  | YES
219840 | 5243B | ADMIN | Level 5 | Level 5 | VACANT | 55.0311 | 55 |  | HER,1952 |  |  |  | YES
219841 | 5243C | NEUROPSYCH | Level 5 | Level 5 | VACANT | 87.5241 | 88 |  | HER,1952 |  |  |  | YES
219813 | 5244 | PT | Level 5 | Level 5 | VACANT | 690.1507 | 690 |  | HER,1952 |  |  |  | YES
219842 | 5244A | PT / OT OFFICE | Level 5 | Level 5 | VACANT | 353.0131 | 353 |  | HER,1952 |  |  |  | YES
219843 | 5244B | PATIO | Level 5 | Level 5 | VACANT | 49.364 | 49 |  | HER,1952 |  |  |  | YES
219814 | 5245 | TOILET | Level 5 | Level 5 | VACANT | 55.6875 | 56 |  | HER,1952 |  |  |  | YES
219815 | 5247 | OCCUP THERAPY / KITCHEN | Level 5 | Level 5 | VACANT | 562.4526 | 562 |  | HER,1952 |  |  |  | YES
219844 | 5247A | TOILET | Level 5 | Level 5 | VACANT | 37.2751 | 37 |  | HER,1952 |  |  |  | YES
219816 | 5248 | NEUROPSYCH | Level 5 | Level 5 | VACANT | 126.7384 | 127 |  | HER,1945 |  |  |  | YES
219817 | 5249 | OT / PT QUIET TREATMENT | Level 5 | Level 5 | VACANT | 172.3086 | 172 |  | HER,1980 |  |  |  | YES
219818 | 5250 | PT / OT STAFF OFFICE | Level 5 | Level 5 | VACANT | 194.5554 | 195 |  | HER,1980 |  |  |  | YES
219819 | 5251 | PT GYM | Level 5 | Level 5 | VACANT | 734.0033 | 734 |  | HER,1980 |  |  |  | YES
219820 | 5252 | LOCKERS | Level 5 | Level 5 | VACANT | 35.9375 | 36 |  | HER,1980 |  |  |  | YES
219821 | 5253 | TOILET | Level 5 | Level 5 | VACANT | 74.2577 | 74 |  | HER,1980 |  |  |  | YES
219845 | 5253A | STORAGE | Level 5 | Level 5 | VACANT | 16.625 | 17 |  | HER,1952 |  |  |  | YES
219822 | 5255 | TOILET | Level 5 | Level 5 | VACANT | 41.8166 | 42 |  | HER,1952 |  |  |  | YES
219823 | 5256 | PT | Level 5 | Level 5 | VACANT | 445.8342 | 446 |  | HER,1952 |  |  |  | YES
219824 | 5257 | PT HYDRO ROOM | Level 5 | Level 5 | VACANT | 224.0467 | 224 |  | HER,1952 |  |  |  | YES
219825 | 5258 | NEUROPSYCH | Level 5 | Level 5 | VACANT | 138.1093 | 138 |  | HER,1952 |  |  |  | YES
219826 | 5259 | NEUROPSYCH / EXAM | Level 5 | Level 5 | VACANT | 170.224 | 170 |  | HER,1952 |  |  |  | YES
219827 | 5260 | OFFICE - SPEECH / EXAM | Level 5 | Level 5 | VACANT | 129.0625 | 129 |  | HER,1952 |  |  |  | YES
219828 | 5261 | REHAB - SOC SERV | Level 5 | Level 5 | VACANT | 148.3906 | 148 |  | HER,1980 |  |  |  | YES
219829 | 5264 | OFFICE - SPEECH | Level 5 | Level 5 | VACANT | 103.9488 | 104 |  | HER,1952 |  |  |  | YES
219830 | 5265 | OFFICE - SPEECH | Level 5 | Level 5 | VACANT | 96.0938 | 96 |  | HER,1952 |  |  |  | YES
219831 | 5266 | CLINICAL NURSE SPECIALIST | Level 5 | Level 5 | VACANT | 92.3188 | 92 |  | HER,1980 |  |  |  | YES
219832 | 5267 | NEUROPSYCH | Level 5 | Level 5 | VACANT | 96.858 | 97 |  | HER,1980 |  |  |  | YES
219833 | 5300 | MECH | Level 5 | Level 5 | 48450 | 11 | 11 |  | HER,1980 |  |  |  | YES
219846 | C515 | CORRIDOR | Level 5 | Level 5 | VACANT | 3204.8969 | 3204 |  | HER,1980 |  |  |  | YES
219847 | C521 | CORRIDOR | Level 5 | Level 5 | VACANT | 213.0073 | 213 |  | HER,1952 |  |  |  | YES
219848 | C522 | CORRIDOR | Level 5 | Level 5 | VACANT | 2016.3103 | 2016 |  | HER,1945 |  |  |  | YES
219849 | FCM 511 | CORRIDOR | Level 5 | Level 5 | FCM | 852.0736 | 853 |  | HER,1980 |  |  |  | YES
219850 | FCM 513 | CORRIDOR | Level 5 | Level 5 | FCM | 442.1111 | 442 |  | HER,1980 |  |  |  | YES
219851 | FCM 5191 | TOILET - WOMENS | Level 5 | Level 5 | FCM | 42.0012 | 42 |  | HER,1980 |  |  |  | YES
219852 | FCM 5192 | TOILET - MENS | Level 5 | Level 5 | FCM | 38.0478 | 38 |  | HER,1980 |  |  |  | YES
219853 | NRT 5-01 | STAIR 1 / ELEV 2 | Level 5 | Level 5 | N/A | 408.6682 | 409 |  | HER,1940 |  |  |  | YES
219854 | NRT 5-02 | STAIR 2 | Level 5 | Level 5 | N/A | 160.9854 | 161 |  | HER,1945 |  |  |  | YES
219855 | NRT 5-03 | STAIR 3 / ELEV 3 | Level 5 | Level 5 | N/A | 688.3466 | 689 |  | HER,1945 |  |  |  | YES
219856 | NRT 5-04 | STAIR 4 | Level 5 | Level 5 | N/A | 167.0237 | 167 |  | HER,1945 |  |  |  | YES
219857 | NRT 5-05 | STAIR 5 | Level 5 | Level 5 | N/A | 177.6629 | 178 |  | HER,1945 |  |  |  | YES
219858 | NRT 5-06 | STAIR 6 / ELEV 4 | Level 5 | Level 5 | N/A | 214.8028 | 215 |  | HER,1945 |  |  |  | YES
219859 | NRT 5-11 | ELEVATOR 1 | Level 5 | Level 5 | N/A | 109.25 | 109 |  | HER,1945 |  |  |  | YES
219860 | NRT 5-21 | RAMP 1 | Level 5 | Level 5 | N/A | 434.1792 | 433 |  | HER,1964 |  |  |  | YES
219861 | NRT 5-23 | NRT | Level 5 | Level 5 | N/A | 22.5407 | 23 |  | HER,1964 |  |  |  | YES
219862 | NRT 5-24 | NRT | Level 5 | Level 5 | N/A | 76.5 | 76 |  | HER,1964 |  |  |  | YES
219863 | NRT 5-25 | NRT | Level 5 | Level 5 | N/A | 21.75 | 22 |  | HER,1980 |  |  |  | YES
219864 | NRT 5-26 | NRT | Level 5 | Level 5 | N/A | 20.7875 | 21 |  | HER,1980 |  |  |  | YES
219865 | NRT 5-27 | NRT | Level 5 | Level 5 | N/A | 66.6979 | 67 |  | HER,1952 |  |  |  | YES
219866 | NRT 5-28 | NRT | Level 5 | Level 5 | N/A | 22.5 | 23 |  | HER,1994 |  |  |  | YES
219867 | NRT 5-29 | NRT | Level 5 | Level 5 | N/A | 21 | 21 |  | HER,1980 |  |  |  | YES
219868 | NRT 5-30 | NRT | Level 5 | Level 5 | N/A | 55.7396 | 56 |  | HER,1980 |  |  |  | YES
219869 | NRT 5-31 | NRT | Level 5 | Level 5 | N/A | 10 | 10 |  | HER,1952 |  |  |  | YES
219870 | 6110 | MECH | Level 6 | Level 6 | 48450 | 3911.9116 | 3912 |  | HER,1980 |  |  |  | YES
219871 | 6241 | STORAGE / OFFICE | Level 6 | Level 6 | 48450 | 127.3438 | 127 |  | HER,1952 |  |  |  | YES
219872 | 6242 | REPAIR - TV | Level 6 | Level 6 | 48450 | 95.3224 | 95 |  | HER,1952 |  |  |  | YES
219873 | 6243 | CLERICAL | Level 6 | Level 6 | 48450 | 410.6768 | 411 |  | HER,1980 |  |  |  | YES
219874 | 6245 | MECH | Level 6 | Level 6 | 48450 | 56.8791 | 57 |  | HER,1980 |  |  |  | YES
219875 | 6246 | MECH | Level 6 | Level 6 | 48450 | 294.0115 | 294 |  | HER,1980 |  |  |  | YES
219876 | 6247 | ACTION COMPU RM / CONF | Level 6 | Level 6 | 48450 | 468.8656 | 469 |  | HER,1945 |  |  |  | YES
219877 | 6248 | STORAGE | Level 6 | Level 6 | 48450 | 1066.4375 | 1066 |  | HER,1952 |  |  |  | YES
219878 | 6249 | STORAGE | Level 6 | Level 6 | 48460 | 34.8066 | 35 |  | HER,1945 |  |  |  | YES
219880 | FCM 621 | CORRIDOR | Level 6 | Level 6 | FCM | 640.6061 | 641 |  | HER,1980 |  |  |  | YES
219881 | FCM 6240 | TOILET | Level 6 | Level 6 | FCM | 38.375 | 38 |  | HER,1980 |  |  |  | YES
219882 | FCM 6250A | PATIO | Level 6 | Level 6 | FCM | 483.3646 | 483 |  | HER,1980 |  |  |  | YES
219883 | FCM 6250B | PATIO | Level 6 | Level 6 | FCM | 359.8406 | 360 |  | HER,1980 |  |  |  | YES
219884 | NRT 6-01 | STAIR 1 / ELEV 2 | Level 6 | Level 6 | N/A | 401.8471 | 402 |  | HER,1994 |  |  |  | YES
219885 | NRT 6-02 | STAIR 2 | Level 6 | Level 6 | N/A | 190.2484 | 190 |  | HER,1945 |  |  |  | YES
219886 | NRT 6-03 | STAIR 3 / ELEV 3 | Level 6 | Level 6 | N/A | 648.6181 | 649 |  | HER,1945 |  |  |  | YES
219887 | NRT 6-11 | ELEVATOR 1 | Level 6 | Level 6 | N/A | 109.25 | 109 |  | HER,1945 |  |  |  | YES
219888 | NRT 6-23 | NRT | Level 6 | Level 6 | N/A | 13.0352 | 13 |  | HER,1940 |  |  |  | YES
219889 | NRT 6-24 | NRT | Level 6 | Level 6 | N/A | 56 | 56 |  | HER,1940 |  |  |  | YES
219890 | NRT 6-25 | NRT | Level 6 | Level 6 | N/A | 12.5 | 13 |  | HER,1964 |  |  |  | YES
219891 | NRT 6-26 | NRT | Level 6 | Level 6 | N/A | 39.6362 | 40 |  | HER,1964 |  |  |  | YES
219892 | NRT 6-27 | NRT | Level 6 | Level 6 | N/A | 41.25 | 41 |  | HER,1980 |  |  |  | YES
219893 | NRT 6-28 | NRT | Level 6 | Level 6 | N/A | 12 | 12 |  | HER,1980 |  |  |  | YES
219894 | NRT 6-29 | NRT | Level 6 | Level 6 | N/A | 12 | 12 |  | HER,1980 |  |  |  | YES
219895 | NRT 6-30 | NRT | Level 6 | Level 6 | N/A | 43.7396 | 44 |  | HER,1994 |  |  |  | YES
219896 | NRT 6-31 | NRT | Level 6 | Level 6 | N/A | 72.9896 | 73 |  | HER,1994 |  |  |  | YES
219897 | 116 | MOLD ROOM | Level LL | Level LL | 47142 | 82.1369 | 82 |  | HER,1980 |  |  |  | YES
219898 | 117 | SIMULATOR | Level LL | Level LL | 47142 | 426.3442 | 426 |  | HER,1980 |  |  |  | YES
220009 | 117A | CONTROL | Level LL | Level LL | 47142 | 145.5444 | 117 |  | HER,1980 |  |  |  | NO
219899 | 118 | LINEAR ACCELERATOR 2300 CD | Level LL | Level LL | 47142 | 763.5934 | 764 |  | HER,1980 |  |  |  | YES
219900 | 119 | LINEAR ACCELERATOR 600 CD | Level LL | Level LL | 47142 | 799.3583 | 799 |  | HER,1980 |  |  |  | YES
219901 | 121 | DARK ROOM | Level LL | Level LL | 47142 | 82.7143 | 83 |  | HER,1980 |  |  |  | NO
219902 | 122 | JANITOR | Level LL | Level LL | 48460 | 40.1427 | 40 |  | HER,1980 |  |  |  | YES
219903 | 123 | CONTROL | Level LL | Level LL | 47142 | 175.2162 | 175 |  | HER,1980 |  |  |  | YES
219904 | 124 | CONTROL | Level LL | Level LL | 47142 | 150.7959 | 151 |  | HER,1980 |  |  |  | YES
219905 | 125 | OFFICE | Level LL | Level LL | 47142 | 118.8688 | 119 |  | HER,1980 |  |  |  | YES
219906 | 126 | CONFERENCE | Level LL | Level LL | 47142 | 361.6587 | 362 |  | HER,1980 |  |  |  | YES
219907 | 127 | SUPERFICIAL X-RAY | Level LL | Level LL | 47142 | 140.0036 | 140 |  | HER,1980 |  |  |  | NO
220010 | 127A | CONTROL | Level LL | Level LL | 47142 | 56.3835 | 56 |  | HER,1964 |  |  |  | YES
219908 | 129 | SOILED HOLDING | Level LL | Level LL | 47142 | 53.7519 | 54 |  | HER,1980 |  |  |  | YES
219909 | 130 | WAITING | Level LL | Level LL | 47142 | 355.7325 | 356 |  | HER,1980 |  |  |  | YES
219910 | 131 | DRESSING ROOM | Level LL | Level LL | 47142 | 204.3846 | 204 |  | HER,1980 |  |  |  | YES
220011 | 131A | DRESSING | Level LL | Level LL | 47142 | 134.5313 | 135 |  | HER,1945 |  |  |  | YES
220012 | 131B | TOILET - PATIENT | Level LL | Level LL | 47142 | 60.8114 | 60 |  | HER,1945 |  |  |  | YES
219911 | 132 | WORK ROOM | Level LL | Level LL | 47142 | 462.3586 | 462 |  | HER,1980 |  |  |  | NO
219912 | 133 | SOILED UTILITY | Level LL | Level LL | 47142 | 78.4654 | 78 |  | HER,1980 |  |  |  | YES
219913 | 134 | EXAM | Level LL | Level LL | 47142 | 115.2656 | 105 |  | HER,1980 |  |  |  | YES
219914 | 135 | EXAM | Level LL | Level LL | 47142 | 130.6371 | 131 |  | HER,1980 |  |  |  | YES
219915 | 136 | EXAM | Level LL | Level LL | 47142 | 99.5778 | 100 |  | HER,1980 |  |  |  | YES
219916 | 137 | EXAM | Level LL | Level LL | 47142 | 109.0134 | 109 |  | HER,1980 |  |  |  | YES
219917 | 138 | TREATMENT PLNG | Level LL | Level LL | 47142 | 53.6612 | 53 |  | HER,1980 |  |  |  | YES
219918 | 139 | TOILET - PATIENT | Level LL | Level LL | 47142 | 88.901 | 89 |  | HER,1980 |  |  |  | YES
219919 | 140 | TELE | Level LL | Level LL | 28470 | 241.7251 | 242 |  | HER,1980 |  |  |  | YES
219920 | 141 | LOUNGE - STAFF | Level LL | Level LL | 47142 | 353.9353 | 354 |  | HER,1980 |  |  |  | YES
220013 | 142(1) | STORAGE - FILM | Level LL | Level LL | ALCT | 134.4254 | 134 |  | HER,1928 |  |  |  | YES
220014 | 142(2) | STORAGE - FILM | Level LL | Level LL | 47630 | 134.4337 | 135 |  | HER,1952 |  |  |  | YES
220015 | 142A | BREAK ROOM | Level LL | Level LL | 47630 | 151.0382 | 151 | was COMPUTER / CHIEF TECH | HER,1952 |  |  |  | YES
219921 | 143 | OFFICE | Level LL | Level LL | 47142 | 125.0942 | 125 |  | HER,1980 |  |  |  | YES
220016 | 143A | STORAGE | Level LL | Level LL | 47142 | 14.2162 | 14 |  | HER,1980 |  |  |  | YES
219922 | 144 | TOILET - MEN | Level LL | Level LL | 47142 | 56.7678 | 57 | was TOILET - STAFF | HER,1980 |  |  |  | YES
219923 | 145 | TOILET - WOMEN | Level LL | Level LL | 47142 | 58.4284 | 58 | was TOILET - STAFF | HER,1945 |  |  |  | YES
219924 | 146 | OFFICE | Level LL | Level LL | 47142 | 105.6925 | 106 | was SOCIAL SVCS | HER,1964 |  |  |  | YES
219925 | 147 | OFFICE | Level LL | Level LL | 47142 | 103.7845 | 104 |  | HER,1964 |  |  |  | YES
219926 | 148 | OFFICE | Level LL | Level LL | 47142 | 116.9034 | 117 |  | HER,1964 |  |  |  | YES
219927 | 149 | CT SCAN | Level LL | Level LL | ALCT | 449.2372 | 449 |  | HER,1952 |  |  |  | NO
220017 | 149A | CONTROL | Level LL | Level LL | ALCT | 120.9253 | 121 |  | HER,1964 |  |  |  | YES
219928 | 150 | TREATMENT RM | Level LL | Level LL | 47142 | 432.208 | 432 | was DARK ROOM 2 | HER,1945 |  |  |  | NO
219929 | 151 | NURSE STN | Level LL | Level LL | 47142 | 92.8873 | 93 | was SCRUB | HER,1945 |  |  |  | NO
220018 | 151A | MED RM | Level LL | Level LL | 47142 | 103.8532 | 104 | was SUB STERILE | HER,1945 |  |  |  | NO
219930 | 152 | ACUPUNCTURE | Level LL | Level LL | 47142 | 404.7538 | 405 | was DARK ROOM 1 | HER,1945 |  |  |  | NO
219931 | 153 | RECOV / ACUPU /SCHED | Level LL | Level LL | 47142 | 532.4484 | 533 | was RECOVERY | HER,1945 |  |  |  | YES
220019 | 153A | SOILED UTILITY | Level LL | Level LL | 47142 | 56.9527 | 57 |  | HER,1945 |  |  |  | YES
219932 | 154 | OFFICE | Level LL | Level LL | 47142 | 91.1045 | 91 | was MD | HER,1952 |  |  |  | YES
219933 | 155 | OFFICE | Level LL | Level LL | 47142 | 95.4766 | 95 | was MD | HER,1952 |  |  |  | YES
219934 | 156 | OFFICE | Level LL | Level LL | 47142 | 125.0872 | 125 | was ADMIN | HER,1952 |  |  |  | YES
219935 | 157 | OFFICE | Level LL | Level LL | 47142 | 128.806 | 129 | was MD | HER,1964 |  |  |  | YES
219936 | 158 | WAITING | Level LL | Level LL | 47142 | 1333.1852 | 1333 |  | HER,1964 |  |  |  | YES
219937 | 159 | COFFEE ROOM | Level LL | Level LL | 47142 | 55.7813 | 56 |  | HER,1980 |  |  |  | YES
219938 | 160 | TOILE - ADA | Level LL | Level LL | 47630 | 57.4082 | 57 |  | HER,1980 |  |  |  | YES
219939 | 161 | RECEPTION | Level LL | Level LL | ALCT | 163.627 | 163 |  | HER,1980 |  |  |  | YES
219940 | 162 | DRESSING ROOM | Level LL | Level LL | 47630 | 132.7865 | 133 | was DRESSING | HER,1980 |  |  |  | YES
220020 | 162A | TOILET - PATIENT | Level LL | Level LL | 47630 | 37.237 | 37 |  | HER,1980 |  |  |  | YES
220021 | 162B | DRESSING ROOM | Level LL | Level LL | 47630 | 15.5694 | 16 |  | HER,1980 |  |  |  | YES
220022 | 162C | DRESSING ROOM | Level LL | Level LL | 47630 | 16.1122 | 16 |  | HER,1980 |  |  |  | YES
219941 | 163 | OFFICE | Level LL | Level LL | 47630 | 103.1758 | 103 | was ULTRASOUND | HER,1980 |  |  |  | YES
219942 | 164 | CLEAN STORAGE/CT SUPPLIES | Level LL | Level LL | 47630 | 30.5781 | 31 | was STORAGE - CLEAN | HER,1980 |  |  |  | YES
219943 | 165 | TOILET - PATIENT | Level LL | Level LL | 47630 | 58.0716 | 58 |  | HER,1980 |  |  |  | YES
219944 | 166 | X-RAY ROOM | Level LL | Level LL | 47630 | 232.6921 | 233 | was RADIOL & FLUOR ROOM | HER,1980 |  |  |  | NO
220023 | 166A | TOILET - PATIENT | Level LL | Level LL | 47630 | 61.127 | 61 |  | HER,1980 |  |  |  | YES
219945 | 167 | DOCTOR'S DICTATION | Level LL | Level LL | 47630 | 129.21 | 129 | was MAMMOGRAPHY | HER,1980 |  |  |  | NO
219946 | 168 | X-RAY ROOM | Level LL | Level LL | 47630 | 80.7708 | 81 | was QUALITY CONTROL | HER,1980 |  |  |  | YES
220024 | 168A | X-RAY ROOM | Level LL | Level LL | 47630 | 149.3177 | 149 | was DARK ROOM | HER,1980 |  |  |  | NO
219947 | 169 | NURSE STATION | Level LL | Level LL | 47142 | 93.0341 | 93 |  | HER,1980 |  |  |  | YES
219948 | 170 | OFFICE | Level LL | Level LL | 47142 | 131.7325 | 132 | was PATIENT HOLDING | HER,1980 |  |  |  | YES
219949 | 171 | OFFICE | Level LL | Level LL | ALCT | 110.2776 | 110 | was STORAGE | HER,1980 |  |  |  | YES
219950 | 172 | JANITOR | Level LL | Level LL | 48460 | 28.4128 | 28 |  | HER,1980 |  |  |  | YES
219951 | 173 | OFFICE | Level LL | Level LL | 47142 | 179.8476 | 180 | was LOCKERS / SHWR - WOMENS | HER,1980 |  |  |  | YES
220025 | 173A | TOILET - UNISEX | Level LL | Level LL | 47142 | 37.13 | 37 | was TOILET - WOMENS | HER,1980 |  |  |  | YES
219952 | 174 | JANITOR | Level LL | Level LL | 48460 | 21.6481 | 22 |  | HER,1980 |  |  |  | YES
219953 | 175 | OFFICE | Level LL | Level LL | 47142 | 117.698 | 118 | was EQUIP | HER,1980 |  |  |  | YES
219954 | 176 | TREATM PLN CTR | Level LL | Level LL | 47142 | 538.3951 | 538 | was STORAGE PROCESSED | HER,1980 |  |  |  | YES
220026 | 176A | STERILE ROOM | Level LL | Level LL | 47142 | 42.0004 | 42 |  | HER,1980 |  |  |  | YES
219955 | 177 | OFFICE | Level LL | Level LL | 47142 | 182.8057 | 183 | was LOCKERS / SHWR - MENS | HER,1980 |  |  |  | YES
220027 | 177A | TOILET - WOMENS | Level LL | Level LL | 47142 | 44.3635 | 44 |  | HER,1980 |  |  |  | YES
219956 | 178 | OFFICE | Level LL | Level LL | 47142 | 145.6149 | 146 | was DECONTAMINATION | HER,1980 |  |  |  | YES
219957 | 180 | IT | Level LL | Level LL | 47142 | 321.9878 | 322 | was COMPUTER | HER,1980 |  |  |  | YES
220028 | 180A | STORAGE | Level LL | Level LL | 47142 | 17.4203 | 17 |  | HER,1980 |  |  |  | YES
219958 | 181 | MED RECORDS | Level LL | Level LL | 47142 | 630.0133 | 630 | was MAT MGMT | HER,1980 |  |  |  | YES
219959 | 182 | MAT MGMT | Level LL | Level LL | 47142 | 131.6406 | 132 |  | HER,1980 |  |  |  | YES
219960 | 190 | MED RECORDS | Level LL | Level LL | 47142 | 681.9944 | 682 |  | HER,1980 |  |  |  | YES
220029 | 190A | OFFICE | Level LL | Level LL | 47142 | 146.4555 | 146 |  | HER,1980 |  |  |  | YES
220030 | 190B | NURSE CALL | Level LL | Level LL | 47142 | 19.1231 | 19 |  | HER,1980 |  |  |  | YES
219961 | 201 | BIOMED SHOP | Level LL | Level LL | 48450 | 121.1148 | 121 |  | HER,1980 |  |  |  | YES
219962 | 202 | PAINT SHOP | Level LL | Level LL | 48450 | 218.2005 | 196 |  | HER,1980 |  |  |  | YES
219963 | 204 | MECH | Level LL | Level LL | 48450 | 171.9305 | 172 |  | HER,1980 |  |  |  | YES
220031 | 204A | JANITOR | Level LL | Level LL | 48460 | 56.3889 | 56 |  | HER,1980 |  |  |  | YES
219964 | 205 | STORAGE - VOLUNTEERS | Level LL | Level LL | 38670 | 1427.6806 | 1428 |  | HER,1980 |  |  |  | YES
219965 | 206 | LINEN | Level LL | Level LL | 48350 | 812.8785 | 813 |  | HER,1980 |  |  |  | YES
219966 | 207 | LOUNGE | Level LL | Level LL | 48460 | 375.9479 | 376 |  | HER,1980 |  |  |  | YES
219967 | 208 | LINEN - SOILED STORAGE | Level LL | Level LL | 48350 | 326.2381 | 326 |  | HER,1980 |  |  |  | YES
220032 | 208A | PAPER SUPPLY | Level LL | Level LL | 48460 | 83.3281 | 83 |  | HER,1980 |  |  |  | YES
219968 | 209 | SUPPLY | Level LL | Level LL | 38402 | 489.2708 | 489 |  | HER,1980 |  |  |  | YES
220033 | 209A | SUPPLY | Level LL | Level LL | 38402 | 79.3819 | 79 |  | HER,1980 |  |  |  | YES
219969 | 210 | SUPPLY | Level LL | Level LL | 48460 | 66.4028 | 66 |  | HER,1980 |  |  |  | YES
219970 | 211 | FAN ROOM | Level LL | Level LL | 48450 | 268.4462 | 268 |  | HER,1980 |  |  |  | YES
219971 | 212 | REPAIR - WHEELCHAIR | Level LL | Level LL | 48450 | 105.8496 | 106 |  | HER,1980 |  |  |  | YES
220034 | 212A | HAZARDOUS STORAGE | Level LL | Level LL | 48450 | 169.7885 | 170 |  | HER,1945 |  |  |  | YES
219972 | 213 | REPAIR - BED | Level LL | Level LL | 48450 | 342.0079 | 342 |  | HER,1980 |  |  |  | YES
219973 | 214 | MAIL SERVICE | Level LL | Level LL | 38495 | 497.979 | 499 |  | HER,1980 |  |  |  | YES
219974 | 215 | BOILER ROOM | Level LL | Level LL | 48450 | 1998.99 | 2000 |  | HER,1980 |  |  |  | YES
220035 | 215A | OFFICE | Level LL | Level LL | 48450 | 112.0208 | 112 |  | HER,1945 |  |  |  | YES
220036 | 215B | STORAGE | Level LL | Level LL | 48450 | 157.6128 | 158 |  | HER,1945 |  |  |  | YES
220037 | 215C | STORAGE | Level LL | Level LL | 48450 | 91.5521 | 92 |  | HER,1945 |  |  |  | YES
220038 | 215D | STORAGE - LAMP | Level LL | Level LL | 48450 | 110.6352 | 111 |  | HER,1945 |  |  |  | YES
220039 | 215E | BOILER ROOM | Level LL | Level LL | 48450 | 84.543 | 85 |  | HER,1945 |  |  |  | YES
220040 | 215F | BOILER ROOM | Level LL | Level LL | 48450 | 220.9167 | 221 |  | HER,1945 |  |  |  | YES
219975 | 216 | OFFICE | Level LL | Level LL | 28753 | 73.6962 | 74 |  | HER,1980 |  |  |  | YES
220041 | 216A | OFFICE | Level LL | Level LL | 48450 | 33.75 | 34 |  | HER,1964 |  |  |  | YES
220042 | 217A | ENGINEERING | Level LL | Level LL | 48450 | 124.2925 | 124 |  | HER,1964 |  |  |  | YES
220043 | 217B | ALCOVE | Level LL | Level LL | 48450 | 156.7396 | 157 |  | HER,1964 |  |  |  | YES
220044 | 217C | ALCOVE | Level LL | Level LL | 48450 | 114.6875 | 114 |  | HER,1945 |  |  |  | YES
219976 | 218 | ENGINEERING | Level LL | Level LL | 48450 | 109.7283 | 110 |  | HER,1945 |  |  |  | YES
220045 | 218A | ENGINEERING | Level LL | Level LL | 48450 | 170.3611 | 170 |  | HER,1980 |  |  |  | YES
219977 | 219 | JANITOR | Level LL | Level LL | 48460 | 971.5972 | 972 |  | HER,1945 |  |  |  | YES
220046 | 219A | SAFE | Level LL | Level LL | 48340 | 107.3576 | 107 |  | HER,1952 |  |  |  | YES
220047 | 219B | OFFICE - MANAGER | Level LL | Level LL | 48460 | 136.4714 | 136 |  | HER,1945 |  |  |  | YES
219978 | 220 | JANITOR | Level LL | Level LL | 48460 | 69.875 | 70 |  | HER,1945 |  |  |  | YES
219979 | 221 | JANITOR | Level LL | Level LL | 48460 | 122.0868 | 122 |  | HER,1945 |  |  |  | YES
219980 | 222 | DRY STORAGE | Level LL | Level LL | 48340 | 467.25 | 467 |  | HER,1945 |  |  |  | YES
220048 | 222A | DRY STORAGE | Level LL | Level LL | 48340 | 459.4653 | 459 |  | HER,1945 |  |  |  | YES
219981 | 223 | OFFICE | Level LL | Level LL | 48460 | 80.7517 | 81 |  | HER,1945 |  |  |  | YES
219982 | 224 | JANITOR | Level LL | Level LL | 48460 | 115.9583 | 116 |  | HER,1945 |  |  |  | YES
219983 | 301 | JANITOR | Level LL | Level LL | 48460 | 26 | 26 |  | HER,1945 |  |  |  | YES
219984 | 302 | LOCKERS - MENS | Level LL | Level LL | 48340 | 520.0938 | 520 |  | HER,1945 |  |  |  | YES
219985 | 303 | SUPPLY | Level LL | Level LL | 48450 | 26.3021 | 26 |  | HER,1945 |  |  |  | YES
219986 | 304 | LOCKERS | Level LL | Level LL | 48340 | 195.5377 | 196 |  | HER,1945 |  |  |  | YES
220049 | 304A | LOCKERS | Level LL | Level LL | 48340 | 139.2188 | 139 |  | HER,1952 |  |  |  | YES
219987 | 307 | OFFICE | Level LL | Level LL | 38756 | 339.1875 | 339 |  | HER,1928 |  |  |  | YES
220050 | 307A | OFFICE | Level LL | Level LL | 38756 | 180.4479 | 180 |  | HER,1952 |  |  |  | YES
219988 | 308 | OFFICE | Level LL | Level LL | 38756 | 195.2812 | 195 |  | HER,1928 |  |  |  | YES
219989 | 309 | DINING - MD | Level LL | Level LL | 48340 | 824.625 | 825 |  | HER,1928 |  |  |  | YES
219990 | 310 | VENDING | Level LL | Level LL | 48340 | 487.7031 | 488 |  | HER,1928 |  |  |  | YES
219991 | 312 | COMPRESSOR | Level LL | Level LL | 48450 | 22.3125 | 22 |  | HER,1928 |  |  |  | YES
219992 | 313 | CAFETERIA STG / SRVG | Level LL | Level LL | 48340 | 4083.2526 | 4083 |  | HER,1928 |  |  |  | YES
220051 | 313A | OFFICE | Level LL | Level LL | 48340 | 54.1875 | 54 |  | HER,1964 |  |  |  | YES
220052 | 313B | STORAGE | Level LL | Level LL | 48340 | 32.375 | 32 |  | HER,1964 |  |  |  | YES
219993 | 314 | KITCHEN - VACATED | Level LL | Level LL | 48340 | 1147.2844 | 1147 |  | HER,1928 |  |  |  | YES
220053 | 314A | OFFICE | Level LL | Level LL | 48340 | 287.5833 | 287 |  | HER,1964 |  |  |  | YES
220054 | 314B | OFFICE | Level LL | Level LL | 48340 | 96.3637 | 96 |  | HER,1964 |  |  |  | YES
220055 | 314C | STORAGE | Level LL | Level LL | 48340 | 31.6944 | 32 |  | HER,1964 |  |  |  | YES
220056 | 314D | COOLING | Level LL | Level LL | 48340 | 87.6667 | 88 |  | HER,1964 |  |  |  | YES
220057 | 314E | FREEZER | Level LL | Level LL | 48340 | 248.7669 | 249 |  | HER,1964 |  |  |  | YES
220058 | 314F | STORAGE | Level LL | Level LL | 48340 | 156.75 | 157 |  | HER,1964 |  |  |  | YES
219994 | 315 | KITCHEN | Level LL | Level LL | 48340 | 1724.5262 | 1724 |  | HER,1928 |  |  |  | YES
219995 | 316 | DISHWASHING | Level LL | Level LL | 48340 | 698.4358 | 699 |  | HER,1928 |  |  |  | YES
219996 | 317 | STORAGE | Level LL | Level LL | 48340 | 49.2969 | 49 |  | HER,1928 |  |  |  | YES
219997 | 321 | TOILET | Level LL | Level LL | 47820 | 81.0729 | 81 |  | HER,1928 |  |  |  | YES
219998 | 322 | MECH | Level LL | Level LL | 48450 | 532.3646 | 532 |  | HER,1928 |  |  |  | YES
220059 | 322A | MECH | Level LL | Level LL | 48450 | 54.6155 | 55 |  | HER,1945 |  |  |  | YES
219999 | 323 | STORAGE | Level LL | Level LL | 47820 | 18.947 | 19 |  | HER,1928 |  |  |  | YES
220000 | 324 | ECT RECOVERY/MED | Level LL | Level LL | 47820 | 687.6653 | 688 |  | HER,1928 |  |  |  | YES
220060 | 324A | OFFICE | Level LL | Level LL | 47820 | 112.3841 | 112 |  | HER,1980 |  |  |  | YES
220061 | 324B | STORAGE | Level LL | Level LL | 47820 | 13.3611 | 13 |  | HER,1980 |  |  |  | YES
220062 | 324C | DRESSING | Level LL | Level LL | 47820 | 31.5 | 32 |  | HER,1945 |  |  |  | YES
220063 | 324D | ECT TREATMENT/MED | Level LL | Level LL | 47820 | 286.2479 | 286 |  | HER,1952 |  |  |  | YES
220064 | 324E | ECT MED ROOM | Level LL | Level LL | 47820 | 79.6094 | 80 |  | HER,1952 |  |  |  | YES
220001 | 325 | STORAGE | Level LL | Level LL | 47820 | 82.5 | 83 |  | HER,1928 |  |  |  | YES
220002 | 334 | PUMP ROOM / X-RAY STORAGE | Level LL | Level LL | 47630 | 728.3148 | 721 |  | HER,1980 |  |  |  | YES
220003 | 335 | MECH | Level LL | Level LL | 48450 | 867.8403 | 868 |  | HER,1980 |  |  |  | YES
220004 | 336 | MAFFLY CONFERENCE ROOM | Level LL | Level LL | 48610 | 1694.0609 | 1694 |  | HER,1980 |  |  |  | YES
220065 | 336A | STORAGE | Level LL | Level LL | 48610 | 44.1501 | 44 |  | HER,1980 |  |  |  | YES
220066 | 336B | STORAGE | Level LL | Level LL | 48610 | 42.0564 | 42 |  | HER,1980 |  |  |  | YES
220067 | 336C | VESTIBULE | Level LL | Level LL | 48610 | 122.6372 | 123 |  | HER,1980 |  |  |  | YES
220005 | 337 | CONFERENCE | Level LL | Level LL | 48610 | 188.4549 | 188 |  | HER,1980 |  |  |  | YES
220006 | 338 | CONFERENCE | Level LL | Level LL | 48610 | 481.3437 | 481 |  | HER,1980 |  |  |  | YES
220007 | 339 | STORAGE | Level LL | Level LL | 48610 | 147.2604 | 147 |  | HER,1980 |  |  |  | YES
220008 | 343 | LACTATION | Level LL | Level LL | 88650 | 99.4201 | 99 |  | HER,1980 |  |  |  | YES
220068 | C015 | CORRIDOR | Level LL | Level LL | 47142 | 1298.4329 | 1298 |  | HER,1945 |  |  |  | YES
220069 | C016 | CORRIDOR | Level LL | Level LL | 47630 | 682.5679 | 682 |  | HER,1980 |  |  |  | YES
220070 | C023 | CORRIDOR | Level LL | Level LL | 38402 | 326.4753 | 326 |  | HER,1952 |  |  |  | YES
220071 | C023A | CORRIDOR | Level LL | Level LL | 38402 | 336.2463 | 336 |  | HER,1952 |  |  |  | YES
220072 | FCM 011 | CORRIDOR | Level LL | Level LL | FCM | 2883.6777 | 2885 |  | HER,1994 |  |  |  | YES
220073 | FCM 012 | CORRIDOR | Level LL | Level LL | FCM | 826.9107 | 827 |  | HER,1994 |  |  |  | YES
220074 | FCM 022 | CORRIDOR | Level LL | Level LL | FCM | 6044.5993 | 6045 |  | HER,1994 |  |  |  | YES
220075 | FCM 025 | CORRIDOR | Level LL | Level LL | FCM | 876.8845 | 877 |  | HER,1994 |  |  |  | YES
220076 | FCM 031 | CORRIDOR | Level LL | Level LL | FCM | 1661.0087 | 1661 |  | HER,1994 |  |  |  | YES
220077 | FCM 032 | CORRIDOR | Level LL | Level LL | FCM | 87.5248 | 88 |  | HER,1994 |  |  |  | YES
220078 | FCM 033 | CORRIDOR | Level LL | Level LL | FCM | 167.5799 | 168 |  | HER,1994 |  |  |  | YES
220079 | FCM 214A | TOILET - WOMENS | Level LL | Level LL | FCM | 145.1877 | 145 |  | HER,1994 |  |  |  | YES
220080 | FCM 214B | TOILET - MENS | Level LL | Level LL | FCM | 131.5764 | 132 |  | HER,1994 |  |  |  | YES
220081 | FCM 340 | TOILET - MENS | Level LL | Level LL | FCM | 117.7661 | 118 |  | HER,1980 |  |  |  | YES
220082 | FCM 341 | TOILET - WOMENS | Level LL | Level LL | FCM | 100.0872 | 100 |  | HER,1980 |  |  |  | YES
220083 | M011 | BOILER ROOM | Level LL | Level LL | 48450 | 2407.5454 | 2408 |  | HER,1980 |  |  |  | YES
220084 | M012 | GENERATOR ROOM | Level LL | Level LL | 48450 | 251.4722 | 251 |  | HER,1980 |  |  |  | YES
220085 | M013 | ELEC | Level LL | Level LL | 48450 | 298.6042 | 299 |  | HER,1952 |  |  |  | YES
220086 | M014 | FAN ROOM | Level LL | Level LL | 48450 | 292.8082 | 293 |  | HER,1952 |  |  |  | YES
220087 | M015 | ELEC | Level LL | Level LL | 48450 | 238.3281 | 238 |  | HER,1952 |  |  |  | YES
220088 | NRT L-01 | STAIR 1 | Level LL | Level LL | N/A | 208.5369 | 209 |  | HER,1952 |  |  |  | YES
220089 | NRT L-02 | STAIR 2 | Level LL | Level LL | N/A | 125.5922 | 126 |  | HER,1952 |  |  |  | YES
220090 | NRT L-03 | STAIR 3 / ELEV 3 | Level LL | Level LL | N/A | 679.4668 | 679 |  | HER,1980 |  |  |  | YES
220091 | NRT L-04 | STAIR 4 | Level LL | Level LL | N/A | 268.3839 | 288 |  | HER,1980 |  |  |  | YES
220092 | NRT L-05 | STAIR 5 | Level LL | Level LL | N/A | 270.4752 | 270 |  | HER,1980 |  |  |  | YES
220093 | NRT L-06 | STAIR 6 / ELEV 4 | Level LL | Level LL | N/A | 438.0156 | 438 |  | HER,1945 |  |  |  | YES
220094 | NRT L-11 | ELEVATOR 1 | Level LL | Level LL | N/A | 118.75 | 119 |  | HER,1952 |  |  |  | YES
220095 | NRT L-12 | ELEVATOR 2 | Level LL | Level LL | N/A | 111 | 111 |  | HER,1952 |  |  |  | YES
220096 | NRT L-15 | ELEVATOR 5 | Level LL | Level LL | N/A | 156.5 | 156 |  | HER,1964 |  |  |  | YES
220097 | NRT L-21 | RAMP 1 | Level LL | Level LL | N/A | 170.9844 | 171 |  | HER,1945 |  |  |  | YES
220098 | NRT L-22 | RAMP 2 | Level LL | Level LL | N/A | 998.9579 | 999 |  | HER,1945 |  |  |  | YES
220099 | NRT L-31 | NRT | Level LL | Level LL | N/A | 13.1961 | 13 |  | HER,1980 |  |  |  | YES
220100 | NRT L-32 | NRT | Level LL | Level LL | N/A | 5.3043 | 5 |  | HER,1980 |  |  |  | YES
220101 | NRT L-33 | NRT | Level LL | Level LL | N/A | 73.3934 | 73 |  | HER,1980 |  |  |  | YES
220102 | NRT L-34 | NRT | Level LL | Level LL | N/A | 117.045 | 17 |  | HER,1952
220103 | NRT L-35 | NRT | Level LL | Level LL | N/A | 38.658 | 39 |  | HER,1952 |  |  |  | YES
220104 | NRT L-36 | NRT | Level LL | Level LL | N/A | 110.045 | 110 |  | HER,1952 |  |  |  | YES
220105 | NRT L-37 | NRT | Level LL | Level LL | N/A | 53.212 | 53 |  | HER,1945 |  |  |  | YES
220106 | NRT L-38 | NRT | Level LL | Level LL | N/A | 60.5833 | 61 |  | HER,1964 |  |  |  | YES
220107 | NRT L-39 | NRT | Level LL | Level LL | N/A | 34.6667 | 35 |  | HER,1964 |  |  |  | YES
220108 | NRT L-40 | NRT | Level LL | Level LL | N/A | 22.1528 | 22 |  | HER,1964 |  |  |  | YES
220109 | NRT L-41 | NRT | Level LL | Level LL | N/A | 221.0881 | 221 |  | HER,1945
220110 | NRT L-42 | NRT | Level LL | Level LL | N/A | 19.1389 | 19 |  | HER,1945 |  |  |  | YES
220111 | NRT L-43 | UNEX | Level LL | Level LL | N/A | 2995.877 | 2996 |  | HER,1945 |  |  |  | YES
220112 | NRT L-44 | NRT | Level LL | Level LL | N/A | 64.1927 | 64 | was MECH 318 | HER,1945 |  |  |  | YES

## Comprehensive Area Report
Room Number | Room Name | Level | Cost Center | Area (SF)
1115 | CLEAN UTILITY/OFFICE | Level 1 | 47142 | 89.9609
1116 | SOILED UTILITY | Level 1 | 47142 | 99.1711
1117 | PHARMACY ANTEROOM | Level 1 | 47142 | 185.0284
1118 | PHARMACY NON-HD BUFFER | Level 1 | 47142 | 135.0549
1119 | PHARMACY HD BUFFER | Level 1 | 47142 | 242.7522
1120 | STORAGE | Level 1 | 47142 | 59.6776
1124 | TOILET | Level 1 | 47142 | 61.5496
1125 | PHARMACY OFFICE | Level 1 | 47142 | 336.908
1126 | FIN COUNSELING | Level 1 | 47142 | 94.2139
1127 | FIN COUNSELING | Level 1 | 47142 | 94.194
1128 | SCHEDULING | Level 1 | 47142 | 98.9453
1129 | PHELBOTOMY | Level 1 | 47142 | 147.7851
1130 | RECEPTION | Level 1 | 47142 | 1796.347
1131 | TOILET - SPECIMEN | Level 1 | 47142 | 55.3949
1132 | LAB | Level 1 | 47142 | 665.9818
1133 | NURSE STATION | Level 1 | 47142 | 258.4353
1134 | EXAM 9 | Level 1 | 47142 | 132.9408
1135 | EXAM 10 | Level 1 | 47142 | 135.9076
1136 | EXAM 11 | Level 1 | 47142 | 128.8439
1137 | EXAM 12 | Level 1 | 47142 | 125.8768
1138 | EXAM 8 | Level 1 | 47142 | 137.8417
1139 | EXAM 7 | Level 1 | 47142 | 140.918
1140 | EXAM 6 | Level 1 | 47142 | 140.9181
1141 | EXAM 5 | Level 1 | 47142 | 140.918
1142 | EXAM 4 | Level 1 | 47142 | 143.8478
1143 | WORK ROOM | Level 1 | 47142 | 94.6288
1144 | EXAM 3 | Level 1 | 47142 | 140.9181
1145 | EXAM 2 | Level 1 | 47142 | 140.918
1146 | EXAM 1 | Level 1 | 47142 | 166.5529
1147 | OFFICE | Level 1 | 47142 | 155.0129
1148 | ADMIN | Level 1 | 47142 | 123.1506
1149 | OFFICE | Level 1 | 47142 | 132.8394
1150 | MD | Level 1 | 47142 | 125.1958
1151 | ADMIN | Level 1 | 47142 | 158.9134
1152 | MD 2 | Level 1 | 47142 | 127.4851
1153 | MD 3 | Level 1 | 47142 | 132.8394
1154 | MD 4 | Level 1 | 47142 | 132.8394
1155 | ADMIN | Level 1 | 47142 | 165.0327
1157 | JANITOR | Level 1 | 48460 | 39.5166
1158 | COPY FAX ROOM | Level 1 | 47142 | 42.9971
1159 | ELEC EQUIP | Level 1 | 47142 | 14.079
1160 | TOILET - WOMENS | Level 1 | 47142 | 77.0446
1161 | TELCOM EQUIP | Level 1 | 47142 | 4.3727
1162 | TOILET - MENS | Level 1 | 47142 | 79.403
1163 | MD 6 | Level 1 | 47142 | 129.7213
1164 | MD 7 | Level 1 | 47142 | 132.416
1165 | ADMIN | Level 1 | 47142 | 169.6012
1166 | MD 8 | Level 1 | 47142 | 136.1213
1167 | MD 9 | Level 1 | 47142 | 128.9896
1169 | MD 10 | Level 1 | 47142 | 169.8163
1170 | CONFERENCE | Level 1 | 47142 | 237.5059
1171 | TREATMENT 13-14/CLEAN SOILED UTILITY | Level 1 | 47142 | 120.5319
1172 | NURSE STATION | Level 1 | 47142 | 298.9007
1173 | CHEMO SUPPLY/OMNI CELL | Level 1 | 47142 | 129.3944
1174 | CHEMO WORK ROOM | Level 1 | 47142 | 128.9214
1175 | CLEAN UTILITY/OFFICE | Level 1 | 47142 | 127.9751
1176 | TREATMENT 15-16 | Level 1 | 47142 | 121.9098
1178 | TREATMENT 1 | Level 1 | 47142 | 133.6246
1179 | TREATMENT 2 | Level 1 | 47142 | 143.3164
1180 | TREATMENT 3 | Level 1 | 47142 | 151.3859
1181 | TREATMENT 4 | Level 1 | 47142 | 142.5847
1182 | TREATMENT 5 | Level 1 | 47142 | 132.4558
1183 | TREATMENT 6 | Level 1 | 47142 | 164.2665
1184 | TREATMENT 7 | Level 1 | 47142 | 163.0503
1185 | TREATMENT 8 | Level 1 | 47142 | 134.6284
1186 | TREATMENT 9 - NEG PRESS | Level 1 | 47142 | 140.0095
1187 | TREATMENT 10 - POS PRESS | Level 1 | 47142 | 141.1483
1188 | TREATMENT 11 - POS PRESS | Level 1 | 47142 | 142.973
1189 | TREATMENT 12 | Level 1 | 47142 | 158.3717
1194 | TELCOM EQUIP/FA PRINTER | Level 1 | 48450 | 23.918
1240 | OFFICE | Level 1 | 47142 | 78.2244
1241 | EXAM OFFICE | Level 1 | 47142 | 74.8592
1242 | EXAM OFFICE | Level 1 | 47142 | 80.2283
1243 | TOILET | Level 1 | 47142 | 26.2353
1244 | TOILET | Level 1 | 47142 | 61.1764
1245 | OFFICE | Level 1 | VACANT | 79.7774
1246 | STORAGE | Level 1 | 47142 | 60.1593
1247 | DATA | Level 1 | VACANT | 69.2075
1248 | CLERICAL/STORAGE | Level 1 | 88400 | 152.5206
1249 | STORAGE | Level 1 | 88400 | 41.4228
1250 | OFFICE | Level 1 | 88400 | 79.4057
1251 | LAB/OFFICE | Level 1 | 47710 | 157.3534
1252 | LAB/STORAGE | Level 1 | 47710 | 39.9584
1253 | OFFICE | Level 1 | 88400 | 248.6908
1254 | PANTRY/OFFICE | Level 1 | 88400 | 206.6827
1255 | LAB/STORAGE | Level 1 | 88400 | 135.867
1256 | STORAGE | Level 1 | 47142 | 41.4277
1257 | LAB STORAGE | Level 1 | 27500 | 75.6097
1258 | SLIDES LAB | Level 1 | 27500 | 304.7778
1259 | LAB | Level 1 | 27500 | 136.8767
1261 | SALON CANCER CTR | Level 1 | 47142 | 263.4812
1262 | CLERICAL/STORAGE | Level 1 | 88400 | 962.6871
1263 | STORAGE | Level 1 | 47142 | 214.2716
1264 | OFFICE | Level 1 | 47142 | 220.1767
1265 | LOUNGE - STAFF | Level 1 | 47142 | 203.0303
1266 | OFFICE | Level 1 | 47142 | 533.5516
1268 | TOILET | Level 1 | 47142 | 40.4992
1269 | FILE ROOM | Level 1 | 38700 | 353.0972
1270 | MED GAS BOTTLE STORAGE | Level 1 | 47720 | 125.6214
1271 | DATA | Level 1 | VACANT | 268.1898
1301 | GIFT SHOP | Level 1 | 38670 | 448.2544
1302 | CHAPEL | Level 1 | 38680 | 138.9018
1310 | OFFICE | Level 1 | BPCAC | 139.2569
1311 | STORAGE | Level 1 | BPCAC | 89.9167
1313 | STORAGE | Level 1 | BPCAC | 111.3923
1314 | RESEARCH | Level 1 | 38016 | 1463.2069
1315 | OFFICE | Level 1 | 38016 | 130.4818
1318 | STORAGE | Level 1 | 38016 | 44.3952
1319 | TREATMENT | Level 1 | 38016 | 143.0229
1320 | TREATMENT | Level 1 | 38016 | 118.5671
1321 | TREATMENT | Level 1 | 38016 | 129.8206
1322 | TREATMENT | Level 1 | 38016 | 63.173
1323 | TREATMENT | Level 1 | 38016 | 146.5663
1324 | TANK ROOM | Level 1 | 38016 | 100.5504
1326 | TANK ROOM | Level 1 | 38016 | 83.4125
1340 | TOILET - MENS | Level 1 | 47142 | 71.9167
1341 | TOILET - WOMENS | Level 1 | 47142 | 69.6811
1342 | CONFERENCE | Level 1 | 47142 | 236.7391
1343 | OFFICE | Level 1 | 47142 | 119.8125
1344 | OFFICE | Level 1 | 47142 | 118.125
1345 | OFFICE | Level 1 | 47142 | 118.125
1346 | OFFICE | Level 1 | 47142 | 128.3968
1347 | OFFICE | Level 1 | 47142 | 122.625
1348 | OFFICE | Level 1 | 47142 | 122.8469
1349 | STORAGE | Level 1 | 47142 | 95.1386
1350 | JANITOR | Level 1 | 48460 | 35.8275
1351 | COPY / WORK ROOM | Level 1 | 47142 | 123.1771
1352 | EXAM | Level 1 | 47142 | 83.5937
1353 | COPY | Level 1 | 47142 | 120.2951
1354 | OFFICE | Level 1 | 47142 | 120.8663
1355 | SUPPORT | Level 1 | 47142 | 370.8212
1356 | CONFERENCE | Level 1 | 47142 | 270.25
1357 | PANTRY | Level 1 | 47142 | 76.0382
1358 | SERVER / IT OFFICE | Level 1 | 47142 | 143.5
1359 | WAITING | Level 1 | 47142 | 222.014
1360 | OFFICE | Level 1 | 47142 | 143.0849
1361 | ADMITTING | Level 1 | 48560 | 478.323
1362 | ADMITTING | Level 1 | 48560 | 135.6186
1363 | RECEPTION | Level 1 | BPCAC | 422.0938
1368 | STORAGE | Level 1 | 38670 | 62.2888
1372 | OFFICE | Level 1 | BPCAC | 183.8854
1373 | TOILET - STAFF | Level 1 | 38710 | 124.9375
1375 | LOUNGE - MD | Level 1 | 38710 | 378.9375
1376 | TOILET - STAFF | Level 1 | 38710 | 165.5156
1377 | OFFICE | Level 1 | 48757 | 385.3646
1378 | OFFICE | Level 1 | 48757 | 160.5208
1379 | VOLUNTEERS | Level 1 | 38670 | 245.1749
1380 | PHARMACY | Level 1 | 47710 | 628.9065
1381 | OFFICE (2 BEDS) | Level 1 | BPCAC | 202.1494
1382 | OFFICE | Level 1 | BPCAC | 187.9625
1383 | COPY / SUPPLY | Level 1 | BPCAC | 90.9236
1384 | OFFICE | Level 1 | BPCAC | 242.2396
1385 | TOILET - STAFF | Level 1 | BPCAC | 92.4326
1386 | LOUNGE - STAFF | Level 1 | BPCAC | 140.8906
1387 | WAITING | Level 1 | BPCAC | 248.2943
1388 | WAITING | Level 1 | BPCAC | 263.9683
1389 | CASHIER | Level 1 | BPCAC | 65.4141
1390 | NURSE STATION | Level 1 | BPCAC | 125.0706
1391 | EXAM 5 | Level 1 | BPCAC | 170.7507
1392 | OFFICE | Level 1 | BPCAC | 141.6083
1393 | TOILET | Level 1 | BPCAC | 47.2898
1394 | LAB | Level 1 | BPCAC | 200.2573
1395 | OFFICE | Level 1 | BPCAC | 124.0118
1396 | EXAM 4 | Level 1 | BPCAC | 175.7612
1397 | EXAM 3 | Level 1 | BPCAC | 122.5899
1398 | EXAM 2 | Level 1 | BPCAC | 117.9896
1399 | EXAM 1 | Level 1 | BPCAC | 117.5573
1128A | STORAGE | Level 1 | 47142 | 83.8524
1128B | FIN COUNSELING / SCHED | Level 1 | 47142 | 172.9977
1128C | FIN COUNSELING / SCHED | Level 1 | 47142 | 118.1603
1128D | COMMUNICATIONS/TELCOM EQUIP | Level 1 | 47142 | 41.605
1128E | COMMUNICATIONS CLOSET/TELCOM EQUIP | Level 1 | 47142 | 24.3335
1128F | CLOSET | Level 1 | 47142 | 18.9583
1130A | ELEC EQUIP | Level 1 | 47142 | 25.2534
1131A | TELCOM/ELEC EQUIP | Level 1 | 47142 | 5.9154
1155A | OFFICE | Level 1 | 47142 | 166.4002
1190A | SECURITY | Level 1 | 48420 | 211.6965
1246A | JANITOR | Level 1 | 48460 | 9.8621
1268A | JANITOR | Level 1 | 48460 | 24.4792
1270A | LOADING DOCK | Level 1 | 47630 | 400.0799
1301A | BISTRO | Level 1 | 48340 | 325.1809
1301B | GIFT SHOP | Level 1 | 38670 | 60.6325
1301C | GIFT SHOP DISPLAY | Level 1 | 48340 | 48.3846
1359A | CLERICAL | Level 1 | 47142 | 112.2569
1359B | TELE | Level 1 | 28470 | 9.6066
1361A | ADMITTING | Level 1 | 48560 | 15.3434
1362B | ADMITTING | Level 1 | 48560 | 92.3446
1363-1 | OFFICE | Level 1 | BPCAC | 114.7963
1363-2 | OFFICE | Level 1 | BPCAC | 82.7047
1363-3 | OFFICE | Level 1 | BPCAC | 96.2451
1363-4 | STORAGE | Level 1 | BPCAC | 82.3819
1363-5 | WAITING | Level 1 | BPCAC | 53.3334
1363-6 | NUTRITION | Level 1 | BPCAC | 99.0565
1363-7 | JANITOR | Level 1 | BPCAC | 42.8142
1363-8 | MED RECORDS | Level 1 | BPCAC | 266.757
1363A | OFFICE | Level 1 | BPCAC | 47.4469
1377A | VESTIBULE | Level 1 | 48757 | 49.2448
1380A | OFFICE | Level 1 | 47710 | 198.4232
1380B | TOILET | Level 1 | 47710 | 25.1667
1380C | OFFICE | Level 1 | 47710 | 74.5869
1380D | PHARMACY | Level 1 | 47710 | 193.4914
1381A | TOILET | Level 1 | BPCAC | 31.2988
1382A | TOILET | Level 1 | BPCAC | 43.2692
1384A | TOILET | Level 1 | BPCAC | 35.7329
1385A | STORAGE | Level 1 | BPCAC | 24.3333
1387A | TOILET | Level 1 | BPCAC | 45.8016
1388A | OFFICE | Level 1 | BPCAC | 170.3811
1388B | STORAGE | Level 1 | BPCAC | 62.0275
1388C | TOILET | Level 1 | BPCAC | 107.0233
1390A | OFFICE | Level 1 | BPCAC | 113.1243
1390B | SOILED UTILITY | Level 1 | BPCAC | 36.0559
1394A | CLEAN UTILITY | Level 1 | BPCAC | 72.5982
1395A | OFFICE | Level 1 | BPCAC | 159.6792
1396A | STORAGE | Level 1 | BPCAC | 57.5004
1396B | STORAGE | Level 1 | BPCAC | 122.1275
BCM 1190 | LOBBY | Level 1 | COMMON | 2119.7181
BCM 1190B | LOBBY ENTRANCE | Level 1 | COMMON | 265.141
BCM 1190C | LOBBY VALET KIOSK | Level 1 | COMMON | 134.4867
BCM 1191 | TOILET - MEN'S ADA | Level 1 | COMMON | 57.4127
BCM 1192 | TOILET - WOMEN'S ADA | Level 1 | COMMON | 60.4145
BCM 1193 | LOBBY / CORRIDOR | Level 1 | COMMON | 379.1697
BCM 1300 | LOBBY / CORRIDOR | Level 1 | COMMON | 616.4058
C113 | CORRIDOR | Level 1 | 47142 | 610.6101
C114 | CORRIDOR | Level 1 | 47142 | 2095.9728
C115 | CORRIDOR | Level 1 | 47142 | 984.5934
C115A | CORRIDOR | Level 1 | 47142 | 156.8679
C124 | CORRIDOR / RECEPT | Level 1 | 47142 | 800.2818
C135 | CORRIDOR | Level 1 | BPCAC | 356.946
C136 | CORRIDOR | Level 1 | BPCAC | 477.2725
C148 | CORRIDOR | Level 1 | 47142 | 283.1947
C149 | CORRIDOR | Level 1 | 47142 | 819.0726
FCM 1362A | TOILET (NOT ADA) | Level 1 | FCM | 58.7552
FCM C111 | CORRIDOR | Level 1 | FCM | 391.7444
FCM C112 | ELEVATOR LOBBY | Level 1 | FCM | 250.1241
FCM C121 | CORRIDOR | Level 1 | FCM | 310.9908
FCM C122 | CORRIDOR | Level 1 | FCM | 411.2884
FCM C123 | CORRIDOR | Level 1 | FCM | 97.5231
FCM C125 | CORRIDOR | Level 1 | FCM | 325.889
FCM C131 | CORRIDOR | Level 1 | FCM | 902.2657
FCM C132 | CORRIDOR | Level 1 | FCM | 1346.6805
FCM C133 | CORRIDOR | Level 1 | FCM | 790.3356
FCM C133A | CORRIDOR | Level 1 | FCM | 142.5957
FCM C133B | CORRIDOR | Level 1 | FCM | 271.3375
FCM C134 | CORRIDOR | Level 1 | FCM | 274.3583
NRT 1-01 | STAIR 1 / ELEV 2 | Level 1 | N/A | 382.3091
NRT 1-02 | STAIR 2 | Level 1 | N/A | 152.5825
NRT 1-03 | STAIR 3 / ELEV 3 | Level 1 | N/A | 660.0114
NRT 1-04 | STAIR 4 | Level 1 | N/A | 165.2161
NRT 1-05 | STAIR 5 | Level 1 | N/A | 159.2815
NRT 1-06 | STAIR 6 / ELEV 4 | Level 1 | N/A | 454.1848
NRT 1-07 | STAIR 7 | Level 1 | N/A | 215.679
NRT 1-08 | STAIR 8 | Level 1 | N/A | 482.7121
NRT 1-09 | STAIR | Level 1 | N/A | 99.2274
NRT 1-11 | ELEVATOR 1 | Level 1 | N/A | 108.4583
NRT 1-15 | ELEVATOR 5 | Level 1 | N/A | 124.0768
NRT 1-21 | RAMP 1 | Level 1 | N/A | 545.6342
NRT 1-22 | RAMP 2 / STAIR | Level 1 | N/A | 347.0427
NRT 1-31 | DUMBWAITER | Level 1 | N/A | 24.6862
NRT 1-32 | NRT | Level 1 | N/A | 690.2882
NRT 1-33 | NRT | Level 1 | N/A | 27.4827
NRT 1-34 | NRT | Level 1 | N/A | 96.3704
NRT 1-35 | NRT | Level 1 | N/A | 63.1816
NRT 1-36 | NRT | Level 1 | N/A | 15.2424
NRT 1-37 | NRT | Level 1 | N/A | 18.1484
NRT 1-38 | SHAFT | Level 1 | N/A | 121.1904
NRT 1-39 | NRT | Level 1 | N/A | 15.9531
NRT 1-40 | NRT | Level 1 | N/A | 41.6315
NRT 1-41 | NRT | Level 1 | N/A | 292.549
NRT 1-42 | SOLARIUM | Level 1 | N/A | 1053.4131
2001 | STORAGE | Level 2 | 47142 | 22.6455
2101 | INFUSION CORE | Level 2 | 37889 | 959.2636
2106 | STAFF LOUNGE | Level 2 | 47710 | 206.2099
2107 | OFFICE | Level 2 | 47710 | 157.11
2108 | NON-RATED CORRIDOR | Level 2 | 47710 | 401.2056
2110 | NARCOTIC STORAGE | Level 2 | 47710 | 114.2799
2111 | WAITING | Level 2 | 47710 | 198.0967
2112 | WILL CALL | Level 2 | 47710 | 831.22
2113 | INPATIENT PHARMACY WORK AREA | Level 2 | 47710 | 763.0207
2114 | 2 BEDS | Level 2 | 47142 | 291.0538
2115 | 2 BEDS | Level 2 | 47142 | 226.341
2117 | 2 BEDS | Level 2 | 47142 | 373.8741
2118 | 2 BEDS | Level 2 | 47142 | 289.8472
2119 | 2 BEDS | Level 2 | 47142 | 273.5174
2120 | 2 BEDS | Level 2 | 47142 | 260.2059
2121 | 2 BEDS | Level 2 | STRN | 265.3127
2122 | 1 BED | Level 2 | STRN | 210.2601
2123 | 1 BED | Level 2 | STRN | 217.9563
2124 | 1 BED | Level 2 | STRN | 212.4824
2125 | 2 BEDS | Level 2 | STRN | 360.078
2126 | 2 BEDS | Level 2 | STRN | 296.9375
2127 | 1 BED | Level 2 | STRN | 227.3827
2128 | 1 BED | Level 2 | STRN | 217.5528
2129 | 2 BEDS | Level 2 | STRN | 275.5
2130 | INFUSION 1/EXAM ROOM | Level 2 | 37889 | 151.5173
2131 | INFUSION 2 | Level 2 | 37889 | 164.3559
2150 | OFFICE | Level 2 | STRN | 97.3127
2152 | SOILED UTILITY | Level 2 | STRN | 77.663
2155 | PANTRY | Level 2 | 47142 | 116.5449
2156 | DAY ROOM / CONF | Level 2 | STRN | 408.423
2157 | STAFF BREAK ROOM | Level 2 | 47142 | 80.3867
2158 | STORAGE - CLEAN | Level 2 | 47142 | 103.7812
2160 | JANITOR | Level 2 | 48460 | 58.0833
2161 | CONFERENCE | Level 2 | 47142 | 101.7604
2162 | TUB / SHOWER | Level 2 | 47142 | 89.7917
2163 | TOILET | Level 2 | 47142 | 55.75
2164 | OFFICE | Level 2 | 37889 | 147.167
2165 | DATA | Level 2 | 28470 | 53.3364
2166 | SOILED UTILITY | Level 2 | 37889 | 93.9321
2167 | CONF ROOM | Level 2 | 37889 | 94.197
2168 | MEDS | Level 2 | 37889 | 76.0339
2169 | WORK AREA/BLOOD DRAW | Level 2 | 37889 | 491.204
2170 | DRAW AREA 1 | Level 2 | 37889 | 100.0694
2171 | SCHEDULING | Level 2 | 47710 | 184.1218
2176 | TOILET | Level 2 | 37889 | 53.0211
2177 | TOILET | Level 2 | 47710 | 80.4541
2178 | TOILET | Level 2 | 47710 | 91.492
2180 | OFFICE | Level 2 | 47710 | 115.8988
2183 | ELEC EQUIP | Level 2 | 47710 | 10.5308
2184 | TELCOM EQUIP | Level 2 | 47710 | 5.4962
2185 | ELEC/TELCOM EQUIP | Level 2 | 47710 | 12.1466
2190 | EARLY INTERVEN PROG | Level 2 | 47775 | 638.9579
2193 | OFFICE | Level 2 | 47775 | 98.6122
2199 | STORAGE | Level 2 | 47775 | 21.5833
2201 | OUTPATIENT RECEP | Level 2 | 47775 | 488.9067
2202 | SPEECH / AUDIO | Level 2 | 47775 | 158.7788
2203 | SPEECH / PATH | Level 2 | 47775 | 118.6647
2204 | AUDIOLOGY | Level 2 | 47775 | 191.4115
2205 | PT | Level 2 | 47775 | 461.3984
2206 | ADL DEPT | Level 2 | 47775 | 623.717
2207 | PT | Level 2 | 47775 | 1383.8991
2210 | PT | Level 2 | 47775 | 465.1201
2211 | TOILET | Level 2 | 47775 | 58.9805
2240 | TOILET / SHOWER | Level 2 | 47775 | 151.6667
2241 | WHIRLPOOL | Level 2 | 47775 | 109.171
2242 | JANITOR | Level 2 | 48460 | 42.5414
2243 | OFFICE | Level 2 | 47775 | 76.8261
2244 | CHARTING | Level 2 | 47775 | 101.0637
2245 | TOILET | Level 2 | 47775 | 29.6071
2246 | OFFICE | Level 2 | 47775 | 180.8982
2247 | RECEPTION | Level 2 | 47775 | 203.2403
2248 | UTILITY | Level 2 | 47775 | 69.7506
2249 | LAB - OT SPLINT | Level 2 | 47775 | 364.5865
2250 | TOILET | Level 2 | 47775 | 83.4276
2251 | OFFICE | Level 2 | 47777 | 95.4954
2300 | LOUNGE - NURSES | Level 2 | 48450 | 194.1667
2301 | ENGINEERING | Level 2 | VACANT | 206.0521
2302 | ENGINEERING | Level 2 | VACANT | 233.1979
2303 | ENGINEERING | Level 2 | VACANT | 224.9896
2304 | ENGINEERING | Level 2 | VACANT | 215.1944
2305 | ENGINEERING | Level 2 | VACANT | 229.3281
2306 | ENGINEERING | Level 2 | VACANT | 221.3177
2307 | ENGINEERING | Level 2 | VACANT | 199.4687
2308 | ENGINEERING | Level 2 | VACANT | 194.5451
2309 | ENGINEERING | Level 2 | VACANT | 227.1302
2310 | ENGINEERING | Level 2 | VACANT | 203.9375
2311 | ENGINEERING | Level 2 | VACANT | 227.1875
2312 | ENGINEERING | Level 2 | VACANT | 294.9062
2313 | ENGINEERING | Level 2 | VACANT | 294.9375
2314 | ENGINEERING | Level 2 | VACANT | 227.8438
2316 | ENGINEERING | Level 2 | 48450 | 423.0885
2317 | ENGINEERING | Level 2 | VACANT | 235.9062
2318 | ENGINEERING | Level 2 | VACANT | 226.6875
2319 | ENGINEERING | Level 2 | VACANT | 232.3229
2320 | ENGINEERING | Level 2 | VACANT | 221.7708
2330 | STORAGE - PULMONARY | Level 2 | 48450 | 887.2139
2341 | SOUND BOOTH | Level 2 | 47775 | 215.6042
2342 | OFFICE / EXAM | Level 2 | 47775 | 115.2083
2343 | OFFICE | Level 2 | 47775 | 120.7344
2344 | OFFICE | Level 2 | 47775 | 120.7344
2345 | DISABLE COM HLTH / SOC WK / NIVL | Level 2 | 47774 | 240.5422
2347 | JANITOR / STORAGE | Level 2 | 48460 | 27.1979
2348 | OFFICE | Level 2 | 47775 | 126.2413
2349 | OFFICE | Level 2 | 47775 | 147.2717
2350 | ADMIN | Level 2 | 47775 | 259.066
2351 | OFFICE | Level 2 | 47775 | 132.6094
2352 | ADMIN | Level 2 | 47778 | 126.3333
2353 | EXAM | Level 2 | 48795 | 126.3333
2354 | EXAM | Level 2 | 48795 | 126.3333
2355 | OFFICE - SPEECH | Level 2 | 47775 | 126.3333
2356 | REHAB - SVC REPS | Level 2 | 47778 | 252.6667
2357 | OFFICE - OP SPEECH | Level 2 | 47775 | 124.5
2358 | OFFICE - OP SPEECH | Level 2 | 47775 | 121.0417
2359 | OFFICE - OP SPEECH | Level 2 | 47775 | 119.6076
2362 | BREAST HEALTH ACCESS | Level 2 | 47111 | 210.5347
2363 | PEDIATRIC GYM | Level 2 | 47871 | 345.1875
2364 | PEDIATRIC TREATMENT | Level 2 | 47775 | 133.4792
2365 | STORAGE | Level 2 | 47775 | 87.5
2366 | BREAST HEALTH ACCESS | Level 2 | 47111 | 138.5417
2368 | ENGINEERING | Level 2 | VACANT | 87.4375
2369 | ENGINEERING | Level 2 | VACANT | 96.3351
2370 | ENGINEERING | Level 2 | VACANT | 232.2795
2372 | ENGINEERING | Level 2 | 48450 | 106.4792
2373 | ENGINEERING | Level 2 | VACANT | 62.2187
2374 | ENGINEERING | Level 2 | 48450 | 151.1562
2375 | TUB ROOM | Level 2 | 48450 | 45
2376 | IT | Level 2 | 38480 | 59.9375
2377 | STORAGE | Level 2 | VACANT | 32.8958
2378 | OFFICE | Level 2 | 48450 | 189.4544
2379 | LOCKERS | Level 2 | 48450 | 116.6094
2381 | OFFICE | Level 2 | 48450 | 123.6361
2385 | LOCKERS | Level 2 | 38455 | 123.4375
2386 | STORAGE | Level 2 | VACANT | 173.9693
2387 | TECH AREA | Level 2 | 38455 | 214.5833
2388 | STORAGE | Level 2 | VACANT | 138.3333
2389 | STORAGE | Level 2 | VACANT | 90.625
2390 | STORAGE | Level 2 | VACANT | 106.25
2391 | DATA / TELE | Level 2 | 28470 | 392.9464
2392 | TOILET - MENS | Level 2 | VACANT | 37.7708
2393 | STORAGE | Level 2 | VACANT | 11.1146
2394 | STORAGE | Level 2 | VACANT | 146.9167
2395 | TOILET - WOMENS | Level 2 | VACANT | 110.1771
2396 | STORAGE | Level 2 | VACANT | 78.5625
2397 | STORAGE | Level 2 | VACANT | 93.3333
2398 | STORAGE | Level 2 | VACANT | 181.5312
2399 | STORAGE | Level 2 | VACANT | 159.2604
2100A | NURSE STATION | Level 2 | STRN | 201.9909
2100B | NURSE STATION | Level 2 | 47142 | 200
2100D |  | Level 2 | 37889 | 235.5743
2100E | NUTRITION STATION | Level 2 | 37889 | 25.4818
2125B | STORAGE | Level 2 | STRN | 5.1944
2131A | PATIENT TOILET | Level 2 | 37889 | 82.3608
2152A | CLERICAL | Level 2 | STRN | 59.8538
2157A | MEDICATION | Level 2 | 47142 | 66.6667
2167A | ELEC | Level 2 | 48450 | 48.403
2169A | TOILET | Level 2 | 37889 | 56.5957
2169E | INFUSION 3-11 | Level 2 | 37889 | 904.817
2172A | HOUSEKEEPING | Level 2 | 37889 | 44.9137
2176A | CLEAN UTILITY | Level 2 | 37889 | 102.3321
2204A | STORAGE | Level 2 | 47775 | 19.1861
2204B |  | Level 2 | 47775 | 36.5399
2250A | TREATMENT | Level 2 | 47775 | 172.3081
2251A | PT | Level 2 | 47775 | 335.0077
2300A | ENGINEERING | Level 2 | VACANT | 53.9167
2300B | ENGINEERING | Level 2 | VACANT | 87.9514
2300C | TOILET | Level 2 | VACANT | 32.8814
2300D | ENGINEERING | Level 2 | VACANT | 62.4323
2300E | ENGINEERING | Level 2 | VACANT | 65.5312
2330A | STORAGE | Level 2 | 48450 | 250.845
2330B | STORAGE | Level 2 | 48450 | 48.0469
2330C | ENGINEERING | Level 2 | 48450 | 879.4462
2348A | VESTIBULE / STORAGE | Level 2 | 47775 | 61.9792
2350A | STORAGE | Level 2 | 47775 | 62.125
2350B | COPY / FILE | Level 2 | 47775 | 79.854
2370A | ENGINEERING | Level 2 | VACANT | 58.8438
2370B | ENGINEERING | Level 2 | VACANT | 154.3646
2379A | TOILET | Level 2 | 48450 | 53.4375
2381A | OFFICE | Level 2 | 48450 | 19.3069
2381B | TOILET | Level 2 | 48450 | 40.5
2386A | STORAGE | Level 2 | VACANT | 90.1344
2398A | VESTIBULE | Level 2 | VACANT | 31.7118
C214 | CORRIDOR | Level 2 | STRN | 1018.4434
C215 | CORRIDOR | Level 2 | 47142 | 672.8861
C221 | CORRIDOR | Level 2 | 47775 | 318.534
C222 | CORRIDOR | Level 2 | 47775 | 1603.1763
FCM 211 | CORRIDOR | Level 2 | FCM | 1020.6648
FCM 213 | CORRIDOR | Level 2 | FCM | 216.9171
FCM 216 | CORRIDOR | Level 2 | FCM | 1957.2322
FCM 2191 | TOILET - MENS | Level 2 | FCM | 42.0002
FCM 2192 | TOILET - WOMENS | Level 2 | FCM | 38.0472
FCM 230 | CORRIDOR | Level 2 | FCM | 962.934
FCM 232 | CORRIDOR | Level 2 | FCM | 983.5208
FCM 235 | CORRIDOR | Level 2 | FCM | 1261.9844
FCM 236 | CORRIDOR | Level 2 | FCM | 669.9238
FCM 2360 | TOILET - MENS | Level 2 | FCM | 78.5833
FCM 2361 | TOILET - WOMENS | Level 2 | FCM | 105.9167
FCM 247 | ELEVATOR LOBBY | Level 2 | FCM | 549.3501
FCM 248 | CORRIDOR | Level 2 | FCM | 1341.3757
FCM 248A | CORRIDOR | Level 2 | FCM | 122.5937
NRT 2-01 | STAIR 1 / ELEV 2 | Level 2 | N/A | 401.8415
NRT 2-02 | STAIR 2 | Level 2 | N/A | 158.8953
NRT 2-03 | STAIR 3 / ELEV 3 | Level 2 | N/A | 689.9055
NRT 2-04 | STAIR 4 | Level 2 | N/A | 167.0237
NRT 2-05 | STAIR 5 | Level 2 | N/A | 461.8307
NRT 2-06 | STAIR 6 / ELEV 4 | Level 2 | N/A | 442.316
NRT 2-07 | STAIR 7 | Level 2 | N/A | 218.3851
NRT 2-11 | ELEVATOR 1 | Level 2 | N/A | 109.25
NRT 2-15 | ELEVATOR 5 / RAMP 1 | Level 2 | N/A | 832.1081
NRT 2-22 | RAMP 2 | Level 2 | N/A | 511.1676
NRT 2-23 | NRT | Level 2 | N/A | 30.1013
NRT 2-24 | NRT | Level 2 | N/A | 43.3333
NRT 2-25 | NRT | Level 2 | N/A | 14.9479
NRT 2-26 | NRT | Level 2 | N/A | 17.4453
NRT 2-27 | NRT | Level 2 | N/A | 46.6366
NRT 2-28 | NRT | Level 2 | N/A | 11.9167
NRT 2-29 | NRT | Level 2 | N/A | 20.7153
NRT 2-30 | NRT | Level 2 | N/A | 54.5417
NRT 2-31 | NRT | Level 2 | N/A | 124.1667
NRT 2-32 | NRT | Level 2 | N/A | 740.2451
NRT 2-33 | NRT | Level 2 | N/A | 12.9792
NRT 2-34 | NRT | Level 2 | N/A | 16.3333
NRT 2-35 | NRT | Level 2 | N/A | 14.0833
NRT 2-36 | NRT | Level 2 | N/A | 21.5625
NRT 2-37 | NRT | Level 2 | N/A | 8.0625
3100 | CLASSROOM ADOLECENT | Level 3 | 46341 | 545.5002
3103 | 2 BEDS | Level 3 | 46342 | 322.7957
3104 | 2 BEDS | Level 3 | 46342 | 322.7913
3105 | 2 BEDS - NEG PRESS | Level 3 | 46342 | 322.7913
3106 | 2 BEDS | Level 3 | 46342 | 322.7457
3107 | 1 BED | Level 3 | 46342 | 229.5277
3108 | 1 BED | Level 3 | 46342 | 229.5277
3109 | 2 BEDS | Level 3 | 46342 | 322.7457
3110 | 2 BEDS | Level 3 | 46342 | 344.0042
3111 | 1 BED | Level 3 | 46342 | 208.6
3112 | 1 BED | Level 3 | 46342 | 214.6163
3120 | LOUNGE A | Level 3 | 46342 | 1204.5128
3121 | LOUNGE B | Level 3 | 46341 | 1207.1733
3122 | ACTIVITY | Level 3 | 46341 | 338.8122
3123 | 1 BED | Level 3 | 46341 | 218.7109
3124 | 1 BED | Level 3 | 46341 | 221.879
3125 | 2 BEDS | Level 3 | 46341 | 350.1233
3126 | 2 BEDS | Level 3 | 46341 | 320.7585
3127 | 1 BED | Level 3 | 46341 | 226.8245
3128 | 1 BED | Level 3 | 46341 | 219.8307
3129 | 2 BEDS | Level 3 | 46341 | 329.9035
3130 | 2 BEDS | Level 3 | 46341 | 322.7913
3131 | 2 BEDS | Level 3 | 46341 | 322.7957
3132 | 2 BEDS | Level 3 | 46341 | 367.6871
3140 | TREATMENT | Level 3 | 46341 | 150.029
3141 | OFFICE | Level 3 | 46342 | 91.4186
3142 | SHOWER | Level 3 | 46342 | 51.4583
3143 | JANITOR | Level 3 | 46342 | 55.8472
3144 | INTERVIEW | Level 3 | 46342 | 83.2917
3145 | NURSE STATION | Level 3 | 46342 | 170.1667
3146 | QUIET ROOM | Level 3 | 46342 | 51.3125
3147 | TOILET | Level 3 | 46342 | 60.9389
3148 | ARTS AND CRAFTS | Level 3 | 46341 | 410.8784
3149 | TOILET | Level 3 | 46341 | 60.9389
3150 | QUIET ROOM | Level 3 | 46341 | 49.4375
3151 | NURSE STATION | Level 3 | 46341 | 97.2189
3152 | DICTATION | Level 3 | 46341 | 80.2906
3153 | INTERVIEW | Level 3 | 46341 | 90.0689
3154 | SOILED UTILITY | Level 3 | 46341 | 122.3433
3155 | EXAM | Level 3 | 46341 | 115.4768
3156 | STAFF LOUNGE | Level 3 | 46341 | 149.651
3158 | LAUNDRY | Level 3 | 46341 | 45.875
3159 | LOUNGE - STAFF | Level 3 | 46342 | 119.5309
3160 | TOILET - STAFF | Level 3 | 46342 | 40.9024
3161 | STORAGE | Level 3 | 46341 | 104.9386
3162 | LAUNDRY | Level 3 | 46341 | 44.25
3163 | ELEC | Level 3 | 46341 | 33.7804
3190 | PARTIAL HOSPITALIZATION PRGM | Level 3 | 47261 | 720.1186
3200 | PATIO | Level 3 | 47142 | 276.5971
3201 | 1 BED | Level 3 | 47142 | 143.3053
3202 | 1 BED | Level 3 | 47142 | 116.7703
3203 | 2 BEDS | Level 3 | 47142 | 217.0879
3204 | 2 BEDS | Level 3 | 47142 | 194.8429
3205 | 2 BEDS | Level 3 | 47142 | 243.3544
3206 | 2 BEDS | Level 3 | 47142 | 213.5486
3207 | 2 BEDS | Level 3 | 47142 | 209.3886
3208 | 2 BEDS | Level 3 | 47142 | 223.1634
3209 | 2 BEDS | Level 3 | 47142 | 223.9312
3210 | 4 BEDS | Level 3 | 47142 | 468.0428
3240 | STORAGE | Level 3 | 47720 | 48.4757
3241 | OFFICE - RESPIRATORY | Level 3 | 47720 | 208.1657
3242 | TREATMENT - RESPIRATORY | Level 3 | 47720 | 374.5136
3243 | TOILET | Level 3 | 47720 | 32.2467
3244 | STORAGE | Level 3 | 47142 | 60.375
3245 | JANITOR | Level 3 | 47142 | 31.9375
3246 | TOILET - MENS | Level 3 | 47142 | 190.6562
3247 | STORAGE | Level 3 | 47142 | 43.875
3248 | TOILET - WOMENS | Level 3 | 47142 | 190.5625
3249 | LAUNDRY | Level 3 | 47142 | 52.5
3250 | DAY ROOM | Level 3 | 47142 | 710.7785
3252 | QUIET ROOM | Level 3 | 47142 | 100.8629
3253 | NURSE STATION | Level 3 | 47142 | 174.0989
3254 | TOILET | Level 3 | 47142 | 53.6454
3255 | MEDICATION | Level 3 | 47142 | 80.5311
3256 | KITCHEN | Level 3 | 47142 | 157.8197
3257 | LOUNGE - STAFF | Level 3 | 47142 | 267.4815
3258 | STORAGE | Level 3 | 47142 | 78.2654
3259 | EXAM | Level 3 | 47142 | 95.3224
3260 | TESTING | Level 3 | 47142 | 74.0796
3261 | OFFICE | Level 3 | 47142 | 84.7604
3262 | INTERVIEW | Level 3 | 47142 | 94.5729
3263 | DICTATION | Level 3 | 47142 | 40.9062
3310 | FAN ROOM | Level 3 | 48450 | 171.1892
3340 | OFFICE | Level 3 | 48793 | 179.4971
3341 | CASHIER / RECEPT | Level 3 | 38530 | 101
3342 | CASE MGMT | Level 3 | 47835 | 138
3343 | OFFICE | Level 3 | 47261 | 167.2344
3344 | ADMITTING | Level 3 | 48793 | 164.2344
3345 | OFFICE - MD | Level 3 | 48793 | 171.1828
3346 | COPY | Level 3 | 48610 | 90.4076
3347 | OFFICE | Level 3 | 46341 | 91.1988
3348 | OFFICE | Level 3 | 48793 | 91.9154
3349 | OFFICE | Level 3 | 48795 | 88.7986
3350 | OFFICE / RESIDENT | Level 3 | 48795 | 171.1615
3351 | OFFICE / RESIDENT | Level 3 | 46440 | 205.4206
3352 | OFFICE / RESIDENT | Level 3 | 48793 | 199.62
3353 | TOILET | Level 3 | 48610 | 63.2478
3354 | OFFICE - CHB / RESIDENT | Level 3 | 48795 | 340.043
3355 | STORAGE | Level 3 | 48610 | 40.6875
3356 | OFFICE | Level 3 | 48610 | 118.2188
3357 | PATIENT ACCTG/BUS SVCS | Level 3 | 38530 | 60.1753
3358 | TOILET | Level 3 | 48610 | 40.6632
3359 | OFFICE | Level 3 | 48793 | 116.6458
3360 | ADMIN | Level 3 | 48610 | 89.1319
3361 | CONFERENCE | Level 3 | 48610 | 232.2917
3362 | ADMIN | Level 3 | 48795 | 104.1406
3365 | PANTRY / OFFICE | Level 3 | 48610 | 116.7431
3366 | TOILET | Level 3 | 48610 | 72.9149
3368 | STORAGE | Level 3 | 48610 | 61.2253
3369 | GROUP ROOM | Level 3 | 47261 | 477.722
3370 | GROUP ROOM | Level 3 | 47261 | 435.4536
3371 | GROUP ROOM | Level 3 | 47261 | 472.4669
3372 | GROUP ROOM | Level 3 | 47261 | 683.406
3373 | INTERVIEW D | Level 3 | 47261 | 158.9548
3374 | STORAGE | Level 3 | 28470 | 30.3188
3375 | STORAGE | Level 3 | 47776 | 76.3586
3376 | OFFICE | Level 3 | 48793 | 226.7519
3377 | INTERVIEW E | Level 3 | 47261 | 221.6355
3378 | EEG TESTING | Level 3 | 47620 | 121.4731
3379 | PANTRY | Level 3 | 47620 | 86.7687
3380 | OFFICE | Level 3 | 47261 | 257.6054
3381 | STORAGE - EEG | Level 3 | 47620 | 89.6023
3382 | GROUP ROOM F | Level 3 | 47261 | 436.0692
3383 | OFFICE | Level 3 | 47776 | 226.332
3384 | OFFICE | Level 3 | 47776 | 199.725
3385 | WAITING | Level 3 | 47261 | 233.3285
3386 | OFFICE | Level 3 | 47261 | 228.2996
3387 | INTERVIEW G | Level 3 | 47261 | 190.9637
3388 | INTAKE | Level 3 | 47261 | 195.979
3389 | OFFICE | Level 3 | 47261 | 200.2778
3390 | INTERVIEW H | Level 3 | 47261 | 93.922
3391 | INTERVIEW I | Level 3 | 47261 | 68.9075
3392 | GROUP ROOM J | Level 3 | 47261 | 421.5834
3393 | LIBRARY | Level 3 | 48691 | 486.4722
3394 | OFFICE | Level 3 | 48610 | 82.0597
3395 | OFFICE | Level 3 | 48610 | 84.5439
3396 | GROUP ROOM K | Level 3 | 47261 | 426.6924
3399 | STORAGE | Level 3 | 47261 | 21.5833
3110B | TELCOM EQUIP | Level 3 | 28470 | 5.2888
3119A | PATIO | Level 3 | 46342 | 650.9791
3119B | PATIO | Level 3 | 46341 | 655.4804
3120A | KITCHEN | Level 3 | 46342 | 167.8271
3120B | STORAGE | Level 3 | 46342 | 320.6761
3121A | KITCHEN | Level 3 | 46341 | 168.1331
3125B | TELCOM EQUIP | Level 3 | 46341 | 5.1944
3145A | NURSE STATION A | Level 3 | 46342 | 74.9583
3151A | NURSE STATION B | Level 3 | 46341 | 79.0778
3156A | DICTATION | Level 3 | 46342 | 61.2167
3249A | TOILET | Level 3 | 47142 | 48.75
3264A | STORAGE | Level 3 | 47142 | 10.849
3264B | STORAGE | Level 3 | 47142 | 13.25
3264C | STORAGE | Level 3 | 47142 | 12.7473
3340A | STORAGE | Level 3 | 48793 | 77.6294
3345A | STORAGE | Level 3 | 48610 | 43.125
3352B | TELE | Level 3 | 28470 | 10.2708
3360A | ADMIN | Level 3 | 48610 | 114.5833
3362A | ADMIN | Level 3 | 48795 | 95.6302
3365A | CONFERENCE | Level 3 | 48610 | 321.9375
3378A | EEG TESTING | Level 3 | 47620 | 97.6214
3380A | TOILET | Level 3 | 47261 | 44.4738
3990A | CORRIDOR | Level 3 | 47261 | 77.2606
C316A | CORRIDOR | Level 3 | 46341 | 353.7692
C316B | CORRIDOR | Level 3 | 46342 | 218.6735
FCM 311 | CORRIDOR | Level 3 | FCM | 1041.5714
FCM 312 | CORRIDOR | Level 3 | FCM | 2566.6703
FCM 313 | CORRIDOR | Level 3 | FCM | 209.1528
FCM 3191 | TOILET - MENS | Level 3 | FCM | 42.0012
FCM 3192 | TOILET - WOMENS | Level 3 | FCM | 38.0478
FCM 321 | CORRIDOR | Level 3 | 47142 | 347.9292
FCM 322 | CORRIDOR | Level 3 | FCM | 1719.0727
FCM 331 | CORRIDOR | Level 3 | FCM | 2299.9649
FCM 333 | CORRIDOR | Level 3 | FCM | 254.2708
FCM 345 | CORRIDOR | Level 3 | FCM | 571.4612
FCM 346 | CORRIDOR | Level 3 | FCM | 1142.8117
FCM 347 | CORRIDOR | Level 3 | FCM | 294.8255
NRT 3-01 | STAIR 1 / ELEV 2 | Level 3 | N/A | 401.2172
NRT 3-02 | STAIR 2 | Level 3 | N/A | 158.0245
NRT 3-03 | STAIR 3 / ELEV 3 | Level 3 | N/A | 688.3009
NRT 3-04 | STAIR 4 | Level 3 | N/A | 167.0237
NRT 3-05 | STAIR 5 | Level 3 | N/A | 176.5866
NRT 3-06 | STAIR 6 / ELEV 4 | Level 3 | N/A | 492.4287
NRT 3-07 | STAIR 7 | Level 3 | N/A | 216.017
NRT 3-11 | ELEVATOR 1 | Level 3 | N/A | 109.25
NRT 3-15 | ELEVATOR 5 / RAMP 1 | Level 3 | N/A | 631.5871
NRT 3-22 | RAMP 2 | Level 3 | N/A | 494.7844
NRT 3-23 | NRT | Level 3 | N/A | 21.0379
NRT 3-24 | NRT | Level 3 | N/A | 72.5
NRT 3-25 | NRT | Level 3 | N/A | 20.25
NRT 3-26 | NRT | Level 3 | N/A | 48.75
NRT 3-27 | NRT | Level 3 | N/A | 19.2848
NRT 3-28 | NRT | Level 3 | N/A | 22.5
NRT 3-29 | NRT | Level 3 | N/A | 22.5
NRT 3-30 | NRT | Level 3 | N/A | 10.6094
NRT 3-31 | NRT | Level 3 | N/A | 53.616
NRT 3-32 | NRT | Level 3 | N/A | 9.8333
NRT 3-33 | NRT | Level 3 | N/A | 124.1667
NRT 3-34 | NRT | Level 3 | N/A | 16.0349
NRT 3-35 | NRT | Level 3 | N/A | 10.625
NRT 3-36 | NRT | Level 3 | N/A | 44
4101 | 2 BEDS_SUSPENDED_OFFICE | Level 4 | 46344 | 292.8535
4102 | 2 BEDS_SUSPENDED_OFFICE | Level 4 | 46344 | 230.2275
4103 | 2 BEDS | Level 4 | 46344 | 322.7913
4104 | 2 BEDS | Level 4 | 46344 | 322.7957
4105 | 2 BEDS | Level 4 | 46344 | 322.7957
4106 | 2 BEDS | Level 4 | 46344 | 322.7457
4107 | 1 BED | Level 4 | 46344 | 229.5277
4108 | 1 BED | Level 4 | 46344 | 229.5277
4109 | 2 BEDS | Level 4 | 46344 | 322.7457
4110 | 2 BEDS | Level 4 | 46344 | 344.0042
4111 | OFFICE | Level 4 | 46344 | 102.6791
4112 | 1 BED | Level 4 | 46344 | 219.6163
4113 | 1 BED | Level 4 | 46344 | 219.6163
4114 | 1 BED | Level 4 | 46344 | 246.9621
4115 | ACTIVITY | Level 4 | 46344 | 306.0235
4116 | ACTIVITY | Level 4 | 46344 | 598.6238
4119 | 1 BED | Level 4 | 46343 | 184.6001
4120 | 1 BED | Level 4 | 46343 | 320.1346
4122 | DAY ROOM | Level 4 | 46343 | 687.0956
4123 | MEDICATION | Level 4 | 46343 | 104.9167
4124 | OFFICE | Level 4 | 46343 | 116.9623
4125 | 2 BEDS | Level 4 | 46343 | 352.4983
4126 | 2 BEDS | Level 4 | 46343 | 320.7585
4127 | 1 BED | Level 4 | 46343 | 226.8245
4128 | 1 BED | Level 4 | 46343 | 219.8307
4129 | 2 BEDS | Level 4 | 46343 | 329.9035
4130 | 2 BEDS | Level 4 | 46343 | 322.7957
4131 | 2 BEDS | Level 4 | 46343 | 322.7957
4132 | 2 BEDS | Level 4 | 46343 | 364.4129
4139 | VESTIBULE | Level 4 | 46343 | 244.3439
4140 | NURSE STATION | Level 4 | 46344 | 348.3484
4141 | CLEAN UTILITY | Level 4 | 46343 | 206.9922
4142 | TOILET - STAFF | Level 4 | 46344 | 46.3542
4143 | JANITOR / ELEC | Level 4 | 46344 | 45.9752
4144 | LAUNDRY | Level 4 | 46344 | 118.2574
4145 | OFFICE | Level 4 | 46344 | 104.9138
4146 | SUPPLY | Level 4 | 46344 | 48.0104
4148 | PSYCH SECLUSION C | Level 4 | 46344 | 103.3201
4149 | PSYCH SECLUSION D | Level 4 | 46344 | 89.7082
4150 | SUPPLY | Level 4 | 46343 | 55.1459
4151 | INTERVIEW | Level 4 | 46343 | 136.6455
4152 | TREATMENT | Level 4 | 46343 | 137.4077
4153 | SOILED UTILITY | Level 4 | 46343 | 141.8495
4155 | LOUNGE - STAFF | Level 4 | 46344 | 148.7082
4156 | ELEC | Level 4 | 46343 | 25.4151
4157 | SHOWER | Level 4 | 46344 | 56.6565
4160 | SEATING | Level 4 | 46343 | 292.4261
4161 | SEATING | Level 4 | 46344 | 293.2764
4190 | PARTIAL HOSPITALIZATION PRGM | Level 4 | 47261 | 347.8037
4200 | PATIO | Level 4 | 47261 | 375.2118
4201 | 1 BED | Level 4 | 47261 | 147.6132
4202 | 1 BED | Level 4 | 47261 | 114.418
4203 | 2 BEDS | Level 4 | 47261 | 217.0745
4204 | 2 BEDS | Level 4 | 47261 | 233.295
4205 | 2 BEDS | Level 4 | 47261 | 203.9687
4206 | 2 BEDS | Level 4 | 47261 | 211.7378
4207 | 2 BEDS | Level 4 | 47261 | 203.6871
4208 | 2 BEDS | Level 4 | 47261 | 204.0918
4209 | 4 BEDS | Level 4 | 47261 | 432.2396
4241 | OFFICE | Level 4 | 47261 | 127.0521
4242 | ACTIVITY GROUP | Level 4 | 47261 | 400.2993
4243 | TOILET | Level 4 | 47261 | 26.0898
4244 | TOILET | Level 4 | 47261 | 49.2634
4245 | JANITOR | Level 4 | 47261 | 26.1421
4246 | TOILET - MENS | Level 4 | 47261 | 197.8322
4247 | TUB ROOM | Level 4 | 47261 | 32.5208
4248 | TOILET - WOMENS | Level 4 | 47261 | 201.7489
4249 | KITCHEN | Level 4 | 47261 | 66.5625
4250 | DAY ROOM | Level 4 | 47261 | 709.6081
4251 | MUSIC / TV ROOM | Level 4 | 47261 | 209.4259
4252 | INTERVIEW | Level 4 | 47261 | 95.099
4253 | NURSE STATION | Level 4 | 47261 | 183.9375
4254 | TOILET - STAFF | Level 4 | 47261 | 38.3178
4255 | MEDICATION | Level 4 | 47261 | 94.2043
4256 | PSYCH SECLUSION | Level 4 | 47261 | 87.75
4257 | PSYCH SECLUSION | Level 4 | 47261 | 89.2089
4258 | PSYCH SECLUSION | Level 4 | 47261 | 96.3073
4259 | OFFICE | Level 4 | 47261 | 75.2518
4260 | INTERVIEW | Level 4 | 47261 | 72.2364
4261 | OFFICE | Level 4 | 47261 | 85.9896
4262 | REC INTERN | Level 4 | 47261 | 75.467
4300 | MECH | Level 4 | 48450 | 13.5
4301 | OFFICE | Level 4 | 47142 | 133.4529
4302 | WAITING / RECEPT | Level 4 | 47142 | 177.901
4303 | KITCHENETTE | Level 4 | 47142 | 49.9688
4304 | TOILET | Level 4 | 47142 | 45.8979
4368 | STORAGE - EQUIP | Level 4 | 48460 | 59.6315
4110B | TELE | Level 4 | 46344 | 5.2888
4111A | MEDICATION | Level 4 | 46344 | 110.7959
4125B |  | Level 4 | 46343 | 5.1944
4147A | PSYCH SECLUSION A | Level 4 | 46343 | 77.2032
4147B | PSYCH SECLUSION B | Level 4 | 46343 | 89.1034
4155A | LOCKERS | Level 4 | 46344 | 93.75
4190A | PARTIAL HOSPITALIZATION PRGM | Level 4 | 47261 | 356.0556
4190B | PARTIAL HOSPITALIZATION PRGM | Level 4 | 47261 | 170.4097
4190C | PARTIAL HOSPITALIZATION PRGM | Level 4 | 47261 | 132.2315
4208A | TOILET - PATIENT | Level 4 | 47261 | 27.2196
4249A | LAUNDRY | Level 4 | 47261 | 33.75
4258A | TOILET | Level 4 | 47261 | 56.0949
4259A | TOILET - STAFF | Level 4 | 47261 | 20.0706
4262A | STORAGE | Level 4 | 47261 | 9.7101
4262B | STORAGE | Level 4 | 47261 | 10.2812
4301A | OFFICE | Level 4 | 47142 | 193.7398
4301B | OFFICE | Level 4 | 47142 | 235.5421
C414 | CORRIDOR | Level 4 | 46344 | 1845.9894
C415 | CORRIDOR | Level 4 | 46343 | 1528.8571
C421 | CORRIDOR | Level 4 | 47261 | 336.7366
C422 | CORRIDOR | Level 4 | 47261 | 1871.5481
C423 | CORRIDOR | Level 4 | 47261 | 153.0258
C431 | CORRIDOR | Level 4 | 47142 | 345.868
FCM 411 | CORRIDOR | Level 4 | FCM | 852.1809
FCM 412 | CORRIDOR | Level 4 | FCM | 443.8077
FCM 4191 | TOILET - MENS | Level 4 | FCM | 38.0472
FCM 4192 | TOILET - WOMENS | Level 4 | FCM | 42.0002
NRT 4-01 | STAIR 1 / ELEV 2 | Level 4 | N/A | 401.8415
NRT 4-02 | STAIR 2 | Level 4 | N/A | 158.0245
NRT 4-03 | STAIR 3 / ELEV 3 | Level 4 | N/A | 688.2803
NRT 4-04 | STAIR 4 | Level 4 | N/A | 167.0237
NRT 4-05 | STAIR 5 | Level 4 | N/A | 176.5866
NRT 4-06 | STAIR 6 / ELEV 4 | Level 4 | N/A | 389.9149
NRT 4-11 | ELEVATOR 1 | Level 4 | N/A | 109.25
NRT 4-21 | RAMP 1 | Level 4 | N/A | 369.7977
NRT 4-22 | NRT | Level 4 | N/A | 81.4219
NRT 4-23 | NRT | Level 4 | N/A | 21.0379
NRT 4-24 | NRT | Level 4 | N/A | 85
NRT 4-25 | NRT | Level 4 | N/A | 21.75
NRT 4-26 | NRT | Level 4 | N/A | 19.2848
NRT 4-27 | NRT | Level 4 | N/A | 53.4375
NRT 4-28 | NRT | Level 4 | N/A | 21
NRT 4-29 | NRT | Level 4 | N/A | 21
NRT 4-30 | NRT | Level 4 | N/A | 14.4238
NRT 4-31 | NRT | Level 4 | N/A | 43.7396
NRT 4-32 | NRT | Level 4 | N/A | 63.9931
NRT 4-33 | NRT | Level 4 | N/A | 15
5101 | 1 BED | Level 5 | VACANT | 292.8535
5102 | 1 BED | Level 5 | VACANT | 230.2275
5103 | 2 BEDS | Level 5 | VACANT | 322.7913
5104 | 2 BEDS | Level 5 | VACANT | 322.7913
5105 | 2 BEDS | Level 5 | VACANT | 322.7913
5106 | 2 BEDS | Level 5 | VACANT | 322.7457
5107 | 1 BED | Level 5 | VACANT | 229.5277
5108 | 1 BED | Level 5 | VACANT | 229.5277
5109 | 2 BEDS | Level 5 | VACANT | 322.7457
5110 | 2 BEDS | Level 5 | VACANT | 344.0042
5111 | 1 BED | Level 5 | VACANT | 213.475
5112 | 1 BED | Level 5 | VACANT | 219.6163
5113 | OFFICE | Level 5 | VACANT | 219.6163
5114 | 1 BED | Level 5 | VACANT | 247.3292
5115 | 1 BED - ISOL | Level 5 | VACANT | 307.1493
5116 | 1 BED | Level 5 | VACANT | 189.9214
5117 | 1 BED | Level 5 | VACANT | 203.4515
5118 | 1 BED | Level 5 | VACANT | 202.1721
5119 | 1 BED - NEG PRESS | Level 5 | VACANT | 210.0859
5120 | DINING - QUIET / 3 BED | Level 5 | VACANT | 675.2244
5121 | NURSE STATION | Level 5 | VACANT | 148.2846
5122 | VESTIBULE | Level 5 | VACANT | 327.4023
5124 | STORAGE | Level 5 | VACANT | 163.0808
5125 | 2 BEDS | Level 5 | VACANT | 352.312
5126 | 2 BEDS | Level 5 | VACANT | 320.7467
5127 | 1 BED | Level 5 | VACANT | 226.8245
5128 | 1 BED | Level 5 | VACANT | 219.8307
5129 | 2 BEDS | Level 5 | VACANT | 329.9035
5130 | 2 BEDS | Level 5 | VACANT | 322.7913
5131 | 2 BEDS | Level 5 | VACANT | 322.7913
5132 | 2 BEDS | Level 5 | VACANT | 362.9641
5140 | CONFERENCE | Level 5 | VACANT | 112.8898
5141 | CLEAN UTILITY | Level 5 | VACANT | 481.1861
5142 | TOILET - STAFF | Level 5 | VACANT | 61.3125
5143 | JANITOR | Level 5 | 48460 | 69.953
5144 | CONFERENCE | Level 5 | VACANT | 110.6095
5145 | OFFICE | Level 5 | VACANT | 136.8741
5146 | MEDICATION | Level 5 | VACANT | 98.0558
5147 | SHOWER | Level 5 | VACANT | 61.6266
5148 | SOILED UTILITY | Level 5 | VACANT | 107.9375
5149 | TOILET | Level 5 | VACANT | 50.625
5150 | MEDICATION | Level 5 | VACANT | 156.941
5151 | TUB ROOM | Level 5 | VACANT | 164.3022
5152 | CONFERENCE / TRTMNT | Level 5 | VACANT | 168.6591
5153 | SOILED UTILITY | Level 5 | VACANT | 144.4159
5154 | NOURISHMENT | Level 5 | VACANT | 124.9112
5155 | LOUNGE - STAFF | Level 5 | VACANT | 203.6757
5156 | ELEC | Level 5 | 48450 | 24.8463
5160 | NURSE STATION B | Level 5 | VACANT | 188.6329
5161 | NURSE STATION A | Level 5 | VACANT | 315.1479
5190 | ACTIVITY DINING | Level 5 | VACANT | 1017.1186
5199 | STORAGE | Level 5 | 48460 | 22.4583
5239 | PT MANAGER | Level 5 | VACANT | 147.2405
5241 | OT TREATMENT | Level 5 | VACANT | 272.6591
5242 | OFFICE - SPEECH | Level 5 | VACANT | 89.9392
5243 | JANITOR | Level 5 | 48460 | 42.96
5244 | PT | Level 5 | VACANT | 690.1507
5245 | TOILET | Level 5 | VACANT | 55.6875
5247 | OCCUP THERAPY / KITCHEN | Level 5 | VACANT | 562.4526
5248 | NEUROPSYCH | Level 5 | VACANT | 126.7384
5249 | OT / PT QUIET TREATMENT | Level 5 | VACANT | 172.3086
5250 | PT / OT STAFF OFFICE | Level 5 | VACANT | 194.5554
5251 | PT GYM | Level 5 | VACANT | 734.0033
5252 | LOCKERS | Level 5 | VACANT | 35.9375
5253 | TOILET | Level 5 | VACANT | 74.2577
5255 | TOILET | Level 5 | VACANT | 41.8166
5256 | PT | Level 5 | VACANT | 445.8342
5257 | PT HYDRO ROOM | Level 5 | VACANT | 224.0467
5258 | NEUROPSYCH | Level 5 | VACANT | 138.1093
5259 | NEUROPSYCH / EXAM | Level 5 | VACANT | 170.224
5260 | OFFICE - SPEECH / EXAM | Level 5 | VACANT | 129.0625
5261 | REHAB - SOC SERV | Level 5 | VACANT | 148.3906
5264 | OFFICE - SPEECH | Level 5 | VACANT | 103.9488
5265 | OFFICE - SPEECH | Level 5 | VACANT | 96.0938
5266 | CLINICAL NURSE SPECIALIST | Level 5 | VACANT | 92.3188
5267 | NEUROPSYCH | Level 5 | VACANT | 96.858
5300 | MECH | Level 5 | 48450 | 11
5110B |  | Level 5 | VACANT | 5.2888
5124A | TOILET | Level 5 | VACANT | 48.0607
5125B |  | Level 5 | VACANT | 5.3807
5146A | TREATMENT CONF | Level 5 | VACANT | 113.7167
5160A | DICTATION | Level 5 | VACANT | 29.2708
5243A | ADMIN | Level 5 | VACANT | 196.3107
5243B | ADMIN | Level 5 | VACANT | 55.0311
5243C | NEUROPSYCH | Level 5 | VACANT | 87.5241
5244A | PT / OT OFFICE | Level 5 | VACANT | 353.0131
5244B | PATIO | Level 5 | VACANT | 49.364
5247A | TOILET | Level 5 | VACANT | 37.2751
5253A | STORAGE | Level 5 | VACANT | 16.625
C515 | CORRIDOR | Level 5 | VACANT | 3204.8969
C521 | CORRIDOR | Level 5 | VACANT | 213.0073
C522 | CORRIDOR | Level 5 | VACANT | 2016.3103
FCM 511 | CORRIDOR | Level 5 | FCM | 852.0736
FCM 513 | CORRIDOR | Level 5 | FCM | 442.1111
FCM 5191 | TOILET - WOMENS | Level 5 | FCM | 42.0012
FCM 5192 | TOILET - MENS | Level 5 | FCM | 38.0478
NRT 5-01 | STAIR 1 / ELEV 2 | Level 5 | N/A | 408.6682
NRT 5-02 | STAIR 2 | Level 5 | N/A | 160.9854
NRT 5-03 | STAIR 3 / ELEV 3 | Level 5 | N/A | 688.3466
NRT 5-04 | STAIR 4 | Level 5 | N/A | 167.0237
NRT 5-05 | STAIR 5 | Level 5 | N/A | 177.6629
NRT 5-06 | STAIR 6 / ELEV 4 | Level 5 | N/A | 214.8028
NRT 5-11 | ELEVATOR 1 | Level 5 | N/A | 109.25
NRT 5-21 | RAMP 1 | Level 5 | N/A | 434.1792
NRT 5-23 | NRT | Level 5 | N/A | 22.5407
NRT 5-24 | NRT | Level 5 | N/A | 76.5
NRT 5-25 | NRT | Level 5 | N/A | 21.75
NRT 5-26 | NRT | Level 5 | N/A | 20.7875
NRT 5-27 | NRT | Level 5 | N/A | 66.6979
NRT 5-28 | NRT | Level 5 | N/A | 22.5
NRT 5-29 | NRT | Level 5 | N/A | 21
NRT 5-30 | NRT | Level 5 | N/A | 55.7396
NRT 5-31 | NRT | Level 5 | N/A | 10
6110 | MECH | Level 6 | 48450 | 3911.9116
6241 | STORAGE / OFFICE | Level 6 | 48450 | 127.3438
6242 | REPAIR - TV | Level 6 | 48450 | 95.3224
6243 | CLERICAL | Level 6 | 48450 | 410.6768
6245 | MECH | Level 6 | 48450 | 56.8791
6246 | MECH | Level 6 | 48450 | 294.0115
6247 | ACTION COMPU RM / CONF | Level 6 | 48450 | 468.8656
6248 | STORAGE | Level 6 | 48450 | 1066.4375
6249 | STORAGE | Level 6 | 48460 | 34.8066
FCM 621 | CORRIDOR | Level 6 | FCM | 640.6061
FCM 6240 | TOILET | Level 6 | FCM | 38.375
FCM 6250A | PATIO | Level 6 | FCM | 483.3646
FCM 6250B | PATIO | Level 6 | FCM | 359.8406
NRT 6-01 | STAIR 1 / ELEV 2 | Level 6 | N/A | 401.8471
NRT 6-02 | STAIR 2 | Level 6 | N/A | 190.2484
NRT 6-03 | STAIR 3 / ELEV 3 | Level 6 | N/A | 648.6181
NRT 6-11 | ELEVATOR 1 | Level 6 | N/A | 109.25
NRT 6-23 | NRT | Level 6 | N/A | 13.0352
NRT 6-24 | NRT | Level 6 | N/A | 56
NRT 6-25 | NRT | Level 6 | N/A | 12.5
NRT 6-26 | NRT | Level 6 | N/A | 39.6362
NRT 6-27 | NRT | Level 6 | N/A | 41.25
NRT 6-28 | NRT | Level 6 | N/A | 12
NRT 6-29 | NRT | Level 6 | N/A | 12
NRT 6-30 | NRT | Level 6 | N/A | 43.7396
NRT 6-31 | NRT | Level 6 | N/A | 72.9896
116 | MOLD ROOM | Level LL | 47142 | 82.1369
117 | SIMULATOR | Level LL | 47142 | 426.3442
118 | LINEAR ACCELERATOR 2300 CD | Level LL | 47142 | 763.5934
119 | LINEAR ACCELERATOR 600 CD | Level LL | 47142 | 799.3583
121 | DARK ROOM | Level LL | 47142 | 82.7143
122 | JANITOR | Level LL | 48460 | 40.1427
123 | CONTROL | Level LL | 47142 | 175.2162
124 | CONTROL | Level LL | 47142 | 150.7959
125 | OFFICE | Level LL | 47142 | 118.8688
126 | CONFERENCE | Level LL | 47142 | 361.6587
127 | SUPERFICIAL X-RAY | Level LL | 47142 | 140.0036
129 | SOILED HOLDING | Level LL | 47142 | 53.7519
130 | WAITING | Level LL | 47142 | 355.7325
131 | DRESSING ROOM | Level LL | 47142 | 204.3846
132 | WORK ROOM | Level LL | 47142 | 462.3586
133 | SOILED UTILITY | Level LL | 47142 | 78.4654
134 | EXAM | Level LL | 47142 | 115.2656
135 | EXAM | Level LL | 47142 | 130.6371
136 | EXAM | Level LL | 47142 | 99.5778
137 | EXAM | Level LL | 47142 | 109.0134
138 | TREATMENT PLNG | Level LL | 47142 | 53.6612
139 | TOILET - PATIENT | Level LL | 47142 | 88.901
140 | TELE | Level LL | 28470 | 241.7251
141 | LOUNGE - STAFF | Level LL | 47142 | 353.9353
143 | OFFICE | Level LL | 47142 | 125.0942
144 | TOILET - MEN | Level LL | 47142 | 56.7678
145 | TOILET - WOMEN | Level LL | 47142 | 58.4284
146 | OFFICE | Level LL | 47142 | 105.6925
147 | OFFICE | Level LL | 47142 | 103.7845
148 | OFFICE | Level LL | 47142 | 116.9034
149 | CT SCAN | Level LL | ALCT | 449.2372
150 | TREATMENT RM | Level LL | 47142 | 432.208
151 | NURSE STN | Level LL | 47142 | 92.8873
152 | ACUPUNCTURE | Level LL | 47142 | 404.7538
153 | RECOV / ACUPU /SCHED | Level LL | 47142 | 532.4484
154 | OFFICE | Level LL | 47142 | 91.1045
155 | OFFICE | Level LL | 47142 | 95.4766
156 | OFFICE | Level LL | 47142 | 125.0872
157 | OFFICE | Level LL | 47142 | 128.806
158 | WAITING | Level LL | 47142 | 1333.1852
159 | COFFEE ROOM | Level LL | 47142 | 55.7813
160 | TOILE - ADA | Level LL | 47630 | 57.4082
161 | RECEPTION | Level LL | ALCT | 163.627
162 | DRESSING ROOM | Level LL | 47630 | 132.7865
163 | OFFICE | Level LL | 47630 | 103.1758
164 | CLEAN STORAGE/CT SUPPLIES | Level LL | 47630 | 30.5781
165 | TOILET - PATIENT | Level LL | 47630 | 58.0716
166 | X-RAY ROOM | Level LL | 47630 | 232.6921
167 | DOCTOR'S DICTATION | Level LL | 47630 | 129.21
168 | X-RAY ROOM | Level LL | 47630 | 80.7708
169 | NURSE STATION | Level LL | 47142 | 93.0341
170 | OFFICE | Level LL | 47142 | 131.7325
171 | OFFICE | Level LL | ALCT | 110.2776
172 | JANITOR | Level LL | 48460 | 28.4128
173 | OFFICE | Level LL | 47142 | 179.8476
174 | JANITOR | Level LL | 48460 | 21.6481
175 | OFFICE | Level LL | 47142 | 117.698
176 | TREATM PLN CTR | Level LL | 47142 | 538.3951
177 | OFFICE | Level LL | 47142 | 182.8057
178 | OFFICE | Level LL | 47142 | 145.6149
180 | IT | Level LL | 47142 | 321.9878
181 | MED RECORDS | Level LL | 47142 | 630.0133
182 | MAT MGMT | Level LL | 47142 | 131.6406
190 | MED RECORDS | Level LL | 47142 | 681.9944
201 | BIOMED SHOP | Level LL | 48450 | 121.1148
202 | PAINT SHOP | Level LL | 48450 | 218.2005
204 | MECH | Level LL | 48450 | 171.9305
205 | STORAGE - VOLUNTEERS | Level LL | 38670 | 1427.6806
206 | LINEN | Level LL | 48350 | 812.8785
207 | LOUNGE | Level LL | 48460 | 375.9479
208 | LINEN - SOILED STORAGE | Level LL | 48350 | 326.2381
209 | SUPPLY | Level LL | 38402 | 489.2708
210 | SUPPLY | Level LL | 48460 | 66.4028
211 | FAN ROOM | Level LL | 48450 | 268.4462
212 | REPAIR - WHEELCHAIR | Level LL | 48450 | 105.8496
213 | REPAIR - BED | Level LL | 48450 | 342.0079
214 | MAIL SERVICE | Level LL | 38495 | 497.979
215 | BOILER ROOM | Level LL | 48450 | 1998.99
216 | OFFICE | Level LL | 28753 | 73.6962
218 | ENGINEERING | Level LL | 48450 | 109.7283
219 | JANITOR | Level LL | 48460 | 971.5972
220 | JANITOR | Level LL | 48460 | 69.875
221 | JANITOR | Level LL | 48460 | 122.0868
222 | DRY STORAGE | Level LL | 48340 | 467.25
223 | OFFICE | Level LL | 48460 | 80.7517
224 | JANITOR | Level LL | 48460 | 115.9583
301 | JANITOR | Level LL | 48460 | 26
302 | LOCKERS - MENS | Level LL | 48340 | 520.0938
303 | SUPPLY | Level LL | 48450 | 26.3021
304 | LOCKERS | Level LL | 48340 | 195.5377
307 | OFFICE | Level LL | 38756 | 339.1875
308 | OFFICE | Level LL | 38756 | 195.2812
309 | DINING - MD | Level LL | 48340 | 824.625
310 | VENDING | Level LL | 48340 | 487.7031
312 | COMPRESSOR | Level LL | 48450 | 22.3125
313 | CAFETERIA STG / SRVG | Level LL | 48340 | 4083.2526
314 | KITCHEN - VACATED | Level LL | 48340 | 1147.2844
315 | KITCHEN | Level LL | 48340 | 1724.5262
316 | DISHWASHING | Level LL | 48340 | 698.4358
317 | STORAGE | Level LL | 48340 | 49.2969
321 | TOILET | Level LL | 47820 | 81.0729
322 | MECH | Level LL | 48450 | 532.3646
323 | STORAGE | Level LL | 47820 | 18.947
324 | ECT RECOVERY/MED | Level LL | 47820 | 687.6653
325 | STORAGE | Level LL | 47820 | 82.5
334 | PUMP ROOM / X-RAY STORAGE | Level LL | 47630 | 728.3148
335 | MECH | Level LL | 48450 | 867.8403
336 | MAFFLY CONFERENCE ROOM | Level LL | 48610 | 1694.0609
337 | CONFERENCE | Level LL | 48610 | 188.4549
338 | CONFERENCE | Level LL | 48610 | 481.3437
339 | STORAGE | Level LL | 48610 | 147.2604
343 | LACTATION | Level LL | 88650 | 99.4201
117A | CONTROL | Level LL | 47142 | 145.5444
127A | CONTROL | Level LL | 47142 | 56.3835
131A | DRESSING | Level LL | 47142 | 134.5313
131B | TOILET - PATIENT | Level LL | 47142 | 60.8114
142(1) | STORAGE - FILM | Level LL | ALCT | 134.4254
142(2) | STORAGE - FILM | Level LL | 47630 | 134.4337
142A | BREAK ROOM | Level LL | 47630 | 151.0382
143A | STORAGE | Level LL | 47142 | 14.2162
149A | CONTROL | Level LL | ALCT | 120.9253
151A | MED RM | Level LL | 47142 | 103.8532
153A | SOILED UTILITY | Level LL | 47142 | 56.9527
162A | TOILET - PATIENT | Level LL | 47630 | 37.237
162B | DRESSING ROOM | Level LL | 47630 | 15.5694
162C | DRESSING ROOM | Level LL | 47630 | 16.1122
166A | TOILET - PATIENT | Level LL | 47630 | 61.127
168A | X-RAY ROOM | Level LL | 47630 | 149.3177
173A | TOILET - UNISEX | Level LL | 47142 | 37.13
176A | STERILE ROOM | Level LL | 47142 | 42.0004
177A | TOILET - WOMENS | Level LL | 47142 | 44.3635
180A | STORAGE | Level LL | 47142 | 17.4203
190A | OFFICE | Level LL | 47142 | 146.4555
190B | NURSE CALL | Level LL | 47142 | 19.1231
204A | JANITOR | Level LL | 48460 | 56.3889
208A | PAPER SUPPLY | Level LL | 48460 | 83.3281
209A | SUPPLY | Level LL | 38402 | 79.3819
212A | HAZARDOUS STORAGE | Level LL | 48450 | 169.7885
215A | OFFICE | Level LL | 48450 | 112.0208
215B | STORAGE | Level LL | 48450 | 157.6128
215C | STORAGE | Level LL | 48450 | 91.5521
215D | STORAGE - LAMP | Level LL | 48450 | 110.6352
215E | BOILER ROOM | Level LL | 48450 | 84.543
215F | BOILER ROOM | Level LL | 48450 | 220.9167
216A | OFFICE | Level LL | 48450 | 33.75
217A | ENGINEERING | Level LL | 48450 | 124.2925
217B | ALCOVE | Level LL | 48450 | 156.7396
217C | ALCOVE | Level LL | 48450 | 114.6875
218A | ENGINEERING | Level LL | 48450 | 170.3611
219A | SAFE | Level LL | 48340 | 107.3576
219B | OFFICE - MANAGER | Level LL | 48460 | 136.4714
222A | DRY STORAGE | Level LL | 48340 | 459.4653
304A | LOCKERS | Level LL | 48340 | 139.2188
307A | OFFICE | Level LL | 38756 | 180.4479
313A | OFFICE | Level LL | 48340 | 54.1875
313B | STORAGE | Level LL | 48340 | 32.375
314A | OFFICE | Level LL | 48340 | 287.5833
314B | OFFICE | Level LL | 48340 | 96.3637
314C | STORAGE | Level LL | 48340 | 31.6944
314D | COOLING | Level LL | 48340 | 87.6667
314E | FREEZER | Level LL | 48340 | 248.7669
314F | STORAGE | Level LL | 48340 | 156.75
322A | MECH | Level LL | 48450 | 54.6155
324A | OFFICE | Level LL | 47820 | 112.3841
324B | STORAGE | Level LL | 47820 | 13.3611
324C | DRESSING | Level LL | 47820 | 31.5
324D | ECT TREATMENT/MED | Level LL | 47820 | 286.2479
324E | ECT MED ROOM | Level LL | 47820 | 79.6094
336A | STORAGE | Level LL | 48610 | 44.1501
336B | STORAGE | Level LL | 48610 | 42.0564
336C | VESTIBULE | Level LL | 48610 | 122.6372
C015 | CORRIDOR | Level LL | 47142 | 1298.4329
C016 | CORRIDOR | Level LL | 47630 | 682.5679
C023 | CORRIDOR | Level LL | 38402 | 326.4753
C023A | CORRIDOR | Level LL | 38402 | 336.2463
FCM 011 | CORRIDOR | Level LL | FCM | 2883.6777
FCM 012 | CORRIDOR | Level LL | FCM | 826.9107
FCM 022 | CORRIDOR | Level LL | FCM | 6044.5993
FCM 025 | CORRIDOR | Level LL | FCM | 876.8845
FCM 031 | CORRIDOR | Level LL | FCM | 1661.0087
FCM 032 | CORRIDOR | Level LL | FCM | 87.5248
FCM 033 | CORRIDOR | Level LL | FCM | 167.5799
FCM 214A | TOILET - WOMENS | Level LL | FCM | 145.1877
FCM 214B | TOILET - MENS | Level LL | FCM | 131.5764
FCM 340 | TOILET - MENS | Level LL | FCM | 117.7661
FCM 341 | TOILET - WOMENS | Level LL | FCM | 100.0872
M011 | BOILER ROOM | Level LL | 48450 | 2407.5454
M012 | GENERATOR ROOM | Level LL | 48450 | 251.4722
M013 | ELEC | Level LL | 48450 | 298.6042
M014 | FAN ROOM | Level LL | 48450 | 292.8082
M015 | ELEC | Level LL | 48450 | 238.3281
NRT L-01 | STAIR 1 | Level LL | N/A | 208.5369
NRT L-02 | STAIR 2 | Level LL | N/A | 125.5922
NRT L-03 | STAIR 3 / ELEV 3 | Level LL | N/A | 679.4668
NRT L-04 | STAIR 4 | Level LL | N/A | 268.3839
NRT L-05 | STAIR 5 | Level LL | N/A | 270.4752
NRT L-06 | STAIR 6 / ELEV 4 | Level LL | N/A | 438.0156
NRT L-11 | ELEVATOR 1 | Level LL | N/A | 118.75
NRT L-12 | ELEVATOR 2 | Level LL | N/A | 111
NRT L-15 | ELEVATOR 5 | Level LL | N/A | 156.5
NRT L-21 | RAMP 1 | Level LL | N/A | 170.9844
NRT L-22 | RAMP 2 | Level LL | N/A | 998.9579
NRT L-31 | NRT | Level LL | N/A | 13.1961
NRT L-32 | NRT | Level LL | N/A | 5.3043
NRT L-33 | NRT | Level LL | N/A | 73.3934
NRT L-34 | NRT | Level LL | N/A | 117.045
NRT L-35 | NRT | Level LL | N/A | 38.658
NRT L-36 | NRT | Level LL | N/A | 110.045
NRT L-37 | NRT | Level LL | N/A | 53.212
NRT L-38 | NRT | Level LL | N/A | 60.5833
NRT L-39 | NRT | Level LL | N/A | 34.6667
NRT L-40 | NRT | Level LL | N/A | 22.1528
NRT L-41 | NRT | Level LL | N/A | 221.0881
NRT L-42 | NRT | Level LL | N/A | 19.1389
NRT L-43 | UNEX | Level LL | N/A | 2995.877
NRT L-44 | NRT | Level LL | N/A | 64.1927

## Cost Center Area Report
Cost Center | Room Name | Level | Area (SF)
27500 | LAB STORAGE | Level 1 | 75.6097
27500 | SLIDES LAB | Level 1 | 304.7778
27500 | LAB | Level 1 | 136.8767
28470 | TELE | Level 1 | 9.6066
28470 | DATA | Level 2 | 53.3364
28470 | DATA / TELE | Level 2 | 392.9464
28470 | TELCOM EQUIP | Level 3 | 5.2888
28470 | TELE | Level 3 | 10.2708
28470 | STORAGE | Level 3 | 30.3188
28470 | TELE | Level LL | 241.7251
28753 | OFFICE | Level LL | 73.6962
37889 |  | Level 2 | 235.5743
37889 | NUTRITION STATION | Level 2 | 25.4818
37889 | INFUSION CORE | Level 2 | 959.2636
37889 | INFUSION 1/EXAM ROOM | Level 2 | 151.5173
37889 | INFUSION 2 | Level 2 | 164.3559
37889 | PATIENT TOILET | Level 2 | 82.3608
37889 | OFFICE | Level 2 | 147.167
37889 | SOILED UTILITY | Level 2 | 93.9321
37889 | CONF ROOM | Level 2 | 94.197
37889 | MEDS | Level 2 | 76.0339
37889 | WORK AREA/BLOOD DRAW | Level 2 | 491.204
37889 | TOILET | Level 2 | 56.5957
37889 | INFUSION 3-11 | Level 2 | 904.817
37889 | DRAW AREA 1 | Level 2 | 100.0694
37889 | HOUSEKEEPING | Level 2 | 44.9137
37889 | TOILET | Level 2 | 53.0211
37889 | CLEAN UTILITY | Level 2 | 102.3321
38016 | RESEARCH | Level 1 | 1463.2069
38016 | OFFICE | Level 1 | 130.4818
38016 | STORAGE | Level 1 | 44.3952
38016 | TREATMENT | Level 1 | 143.0229
38016 | TREATMENT | Level 1 | 118.5671
38016 | TREATMENT | Level 1 | 129.8206
38016 | TREATMENT | Level 1 | 63.173
38016 | TREATMENT | Level 1 | 146.5663
38016 | TANK ROOM | Level 1 | 100.5504
38016 | TANK ROOM | Level 1 | 83.4125
38402 | SUPPLY | Level LL | 489.2708
38402 | SUPPLY | Level LL | 79.3819
38402 | CORRIDOR | Level LL | 326.4753
38402 | CORRIDOR | Level LL | 336.2463
38455 | LOCKERS | Level 2 | 123.4375
38455 | TECH AREA | Level 2 | 214.5833
38480 | IT | Level 2 | 59.9375
38495 | MAIL SERVICE | Level LL | 497.979
38530 | CASHIER / RECEPT | Level 3 | 101
38530 | PATIENT ACCTG/BUS SVCS | Level 3 | 60.1753
38670 | GIFT SHOP | Level 1 | 448.2544
38670 | GIFT SHOP | Level 1 | 60.6325
38670 | STORAGE | Level 1 | 62.2888
38670 | VOLUNTEERS | Level 1 | 245.1749
38670 | STORAGE - VOLUNTEERS | Level LL | 1427.6806
38680 | CHAPEL | Level 1 | 138.9018
38700 | FILE ROOM | Level 1 | 353.0972
38710 | TOILET - STAFF | Level 1 | 124.9375
38710 | LOUNGE - MD | Level 1 | 378.9375
38710 | TOILET - STAFF | Level 1 | 165.5156
38756 | OFFICE | Level LL | 339.1875
38756 | OFFICE | Level LL | 180.4479
38756 | OFFICE | Level LL | 195.2812
46341 | CLASSROOM ADOLECENT | Level 3 | 545.5002
46341 | PATIO | Level 3 | 655.4804
46341 | LOUNGE B | Level 3 | 1207.1733
46341 | KITCHEN | Level 3 | 168.1331
46341 | ACTIVITY | Level 3 | 338.8122
46341 | 1 BED | Level 3 | 218.7109
46341 | 1 BED | Level 3 | 221.879
46341 | 2 BEDS | Level 3 | 350.1233
46341 | TELCOM EQUIP | Level 3 | 5.1944
46341 | 2 BEDS | Level 3 | 320.7585
46341 | 1 BED | Level 3 | 226.8245
46341 | 1 BED | Level 3 | 219.8307
46341 | 2 BEDS | Level 3 | 329.9035
46341 | 2 BEDS | Level 3 | 322.7913
46341 | 2 BEDS | Level 3 | 322.7957
46341 | 2 BEDS | Level 3 | 367.6871
46341 | TREATMENT | Level 3 | 150.029
46341 | ARTS AND CRAFTS | Level 3 | 410.8784
46341 | TOILET | Level 3 | 60.9389
46341 | QUIET ROOM | Level 3 | 49.4375
46341 | NURSE STATION | Level 3 | 97.2189
46341 | NURSE STATION B | Level 3 | 79.0778
46341 | DICTATION | Level 3 | 80.2906
46341 | INTERVIEW | Level 3 | 90.0689
46341 | SOILED UTILITY | Level 3 | 122.3433
46341 | EXAM | Level 3 | 115.4768
46341 | STAFF LOUNGE | Level 3 | 149.651
46341 | LAUNDRY | Level 3 | 45.875
46341 | STORAGE | Level 3 | 104.9386
46341 | LAUNDRY | Level 3 | 44.25
46341 | ELEC | Level 3 | 33.7804
46341 | OFFICE | Level 3 | 91.1988
46341 | CORRIDOR | Level 3 | 353.7692
46342 | 2 BEDS | Level 3 | 322.7957
46342 | 2 BEDS | Level 3 | 322.7913
46342 | 2 BEDS - NEG PRESS | Level 3 | 322.7913
46342 | 2 BEDS | Level 3 | 322.7457
46342 | 1 BED | Level 3 | 229.5277
46342 | 1 BED | Level 3 | 229.5277
46342 | 2 BEDS | Level 3 | 322.7457
46342 | 2 BEDS | Level 3 | 344.0042
46342 | 1 BED | Level 3 | 208.6
46342 | 1 BED | Level 3 | 214.6163
46342 | PATIO | Level 3 | 650.9791
46342 | LOUNGE A | Level 3 | 1204.5128
46342 | KITCHEN | Level 3 | 167.8271
46342 | STORAGE | Level 3 | 320.6761
46342 | OFFICE | Level 3 | 91.4186
46342 | SHOWER | Level 3 | 51.4583
46342 | JANITOR | Level 3 | 55.8472
46342 | INTERVIEW | Level 3 | 83.2917
46342 | NURSE STATION | Level 3 | 170.1667
46342 | NURSE STATION A | Level 3 | 74.9583
46342 | QUIET ROOM | Level 3 | 51.3125
46342 | TOILET | Level 3 | 60.9389
46342 | DICTATION | Level 3 | 61.2167
46342 | LOUNGE - STAFF | Level 3 | 119.5309
46342 | TOILET - STAFF | Level 3 | 40.9024
46342 | CORRIDOR | Level 3 | 218.6735
46343 | 1 BED | Level 4 | 184.6001
46343 | 1 BED | Level 4 | 320.1346
46343 | DAY ROOM | Level 4 | 687.0956
46343 | MEDICATION | Level 4 | 104.9167
46343 | OFFICE | Level 4 | 116.9623
46343 | 2 BEDS | Level 4 | 352.4983
46343 |  | Level 4 | 5.1944
46343 | 2 BEDS | Level 4 | 320.7585
46343 | 1 BED | Level 4 | 226.8245
46343 | 1 BED | Level 4 | 219.8307
46343 | 2 BEDS | Level 4 | 329.9035
46343 | 2 BEDS | Level 4 | 322.7957
46343 | 2 BEDS | Level 4 | 322.7957
46343 | 2 BEDS | Level 4 | 364.4129
46343 | VESTIBULE | Level 4 | 244.3439
46343 | CLEAN UTILITY | Level 4 | 206.9922
46343 | PSYCH SECLUSION A | Level 4 | 77.2032
46343 | PSYCH SECLUSION B | Level 4 | 89.1034
46343 | SUPPLY | Level 4 | 55.1459
46343 | INTERVIEW | Level 4 | 136.6455
46343 | TREATMENT | Level 4 | 137.4077
46343 | SOILED UTILITY | Level 4 | 141.8495
46343 | ELEC | Level 4 | 25.4151
46343 | SEATING | Level 4 | 292.4261
46343 | CORRIDOR | Level 4 | 1528.8571
46344 | 2 BEDS_SUSPENDED_OFFICE | Level 4 | 292.8535
46344 | 2 BEDS_SUSPENDED_OFFICE | Level 4 | 230.2275
46344 | 2 BEDS | Level 4 | 322.7913
46344 | 2 BEDS | Level 4 | 322.7957
46344 | 2 BEDS | Level 4 | 322.7957
46344 | 2 BEDS | Level 4 | 322.7457
46344 | 1 BED | Level 4 | 229.5277
46344 | 1 BED | Level 4 | 229.5277
46344 | 2 BEDS | Level 4 | 322.7457
46344 | 2 BEDS | Level 4 | 344.0042
46344 | TELE | Level 4 | 5.2888
46344 | OFFICE | Level 4 | 102.6791
46344 | MEDICATION | Level 4 | 110.7959
46344 | 1 BED | Level 4 | 219.6163
46344 | 1 BED | Level 4 | 219.6163
46344 | 1 BED | Level 4 | 246.9621
46344 | ACTIVITY | Level 4 | 306.0235
46344 | ACTIVITY | Level 4 | 598.6238
46344 | NURSE STATION | Level 4 | 348.3484
46344 | TOILET - STAFF | Level 4 | 46.3542
46344 | JANITOR / ELEC | Level 4 | 45.9752
46344 | LAUNDRY | Level 4 | 118.2574
46344 | OFFICE | Level 4 | 104.9138
46344 | SUPPLY | Level 4 | 48.0104
46344 | PSYCH SECLUSION C | Level 4 | 103.3201
46344 | PSYCH SECLUSION D | Level 4 | 89.7082
46344 | LOUNGE - STAFF | Level 4 | 148.7082
46344 | LOCKERS | Level 4 | 93.75
46344 | SHOWER | Level 4 | 56.6565
46344 | SEATING | Level 4 | 293.2764
46344 | CORRIDOR | Level 4 | 1845.9894
46440 | OFFICE / RESIDENT | Level 3 | 205.4206
47111 | BREAST HEALTH ACCESS | Level 2 | 210.5347
47111 | BREAST HEALTH ACCESS | Level 2 | 138.5417
47142 | CLEAN UTILITY/OFFICE | Level 1 | 89.9609
47142 | SOILED UTILITY | Level 1 | 99.1711
47142 | PHARMACY ANTEROOM | Level 1 | 185.0284
47142 | PHARMACY NON-HD BUFFER | Level 1 | 135.0549
47142 | PHARMACY HD BUFFER | Level 1 | 242.7522
47142 | STORAGE | Level 1 | 59.6776
47142 | TOILET | Level 1 | 61.5496
47142 | PHARMACY OFFICE | Level 1 | 336.908
47142 | FIN COUNSELING | Level 1 | 94.2139
47142 | FIN COUNSELING | Level 1 | 94.194
47142 | SCHEDULING | Level 1 | 98.9453
47142 | STORAGE | Level 1 | 83.8524
47142 | FIN COUNSELING / SCHED | Level 1 | 172.9977
47142 | FIN COUNSELING / SCHED | Level 1 | 118.1603
47142 | COMMUNICATIONS/TELCOM EQUIP | Level 1 | 41.605
47142 | COMMUNICATIONS CLOSET/TELCOM EQUIP | Level 1 | 24.3335
47142 | CLOSET | Level 1 | 18.9583
47142 | PHELBOTOMY | Level 1 | 147.7851
47142 | RECEPTION | Level 1 | 1796.347
47142 | ELEC EQUIP | Level 1 | 25.2534
47142 | TOILET - SPECIMEN | Level 1 | 55.3949
47142 | TELCOM/ELEC EQUIP | Level 1 | 5.9154
47142 | LAB | Level 1 | 665.9818
47142 | NURSE STATION | Level 1 | 258.4353
47142 | EXAM 9 | Level 1 | 132.9408
47142 | EXAM 10 | Level 1 | 135.9076
47142 | EXAM 11 | Level 1 | 128.8439
47142 | EXAM 12 | Level 1 | 125.8768
47142 | EXAM 8 | Level 1 | 137.8417
47142 | EXAM 7 | Level 1 | 140.918
47142 | EXAM 6 | Level 1 | 140.9181
47142 | EXAM 5 | Level 1 | 140.918
47142 | EXAM 4 | Level 1 | 143.8478
47142 | WORK ROOM | Level 1 | 94.6288
47142 | EXAM 3 | Level 1 | 140.9181
47142 | EXAM 2 | Level 1 | 140.918
47142 | EXAM 1 | Level 1 | 166.5529
47142 | OFFICE | Level 1 | 155.0129
47142 | ADMIN | Level 1 | 123.1506
47142 | OFFICE | Level 1 | 132.8394
47142 | MD | Level 1 | 125.1958
47142 | ADMIN | Level 1 | 158.9134
47142 | MD 2 | Level 1 | 127.4851
47142 | MD 3 | Level 1 | 132.8394
47142 | MD 4 | Level 1 | 132.8394
47142 | ADMIN | Level 1 | 165.0327
47142 | OFFICE | Level 1 | 166.4002
47142 | COPY FAX ROOM | Level 1 | 42.9971
47142 | ELEC EQUIP | Level 1 | 14.079
47142 | TOILET - WOMENS | Level 1 | 77.0446
47142 | TELCOM EQUIP | Level 1 | 4.3727
47142 | TOILET - MENS | Level 1 | 79.403
47142 | MD 6 | Level 1 | 129.7213
47142 | MD 7 | Level 1 | 132.416
47142 | ADMIN | Level 1 | 169.6012
47142 | MD 8 | Level 1 | 136.1213
47142 | MD 9 | Level 1 | 128.9896
47142 | MD 10 | Level 1 | 169.8163
47142 | CONFERENCE | Level 1 | 237.5059
47142 | TREATMENT 13-14/CLEAN SOILED UTILITY | Level 1 | 120.5319
47142 | NURSE STATION | Level 1 | 298.9007
47142 | CHEMO SUPPLY/OMNI CELL | Level 1 | 129.3944
47142 | CHEMO WORK ROOM | Level 1 | 128.9214
47142 | CLEAN UTILITY/OFFICE | Level 1 | 127.9751
47142 | TREATMENT 15-16 | Level 1 | 121.9098
47142 | TREATMENT 1 | Level 1 | 133.6246
47142 | TREATMENT 2 | Level 1 | 143.3164
47142 | TREATMENT 3 | Level 1 | 151.3859
47142 | TREATMENT 4 | Level 1 | 142.5847
47142 | TREATMENT 5 | Level 1 | 132.4558
47142 | TREATMENT 6 | Level 1 | 164.2665
47142 | TREATMENT 7 | Level 1 | 163.0503
47142 | TREATMENT 8 | Level 1 | 134.6284
47142 | TREATMENT 9 - NEG PRESS | Level 1 | 140.0095
47142 | TREATMENT 10 - POS PRESS | Level 1 | 141.1483
47142 | TREATMENT 11 - POS PRESS | Level 1 | 142.973
47142 | TREATMENT 12 | Level 1 | 158.3717
47142 | OFFICE | Level 1 | 78.2244
47142 | EXAM OFFICE | Level 1 | 74.8592
47142 | EXAM OFFICE | Level 1 | 80.2283
47142 | TOILET | Level 1 | 26.2353
47142 | TOILET | Level 1 | 61.1764
47142 | STORAGE | Level 1 | 60.1593
47142 | STORAGE | Level 1 | 41.4277
47142 | SALON CANCER CTR | Level 1 | 263.4812
47142 | STORAGE | Level 1 | 214.2716
47142 | OFFICE | Level 1 | 220.1767
47142 | LOUNGE - STAFF | Level 1 | 203.0303
47142 | OFFICE | Level 1 | 533.5516
47142 | TOILET | Level 1 | 40.4992
47142 | TOILET - MENS | Level 1 | 71.9167
47142 | TOILET - WOMENS | Level 1 | 69.6811
47142 | CONFERENCE | Level 1 | 236.7391
47142 | OFFICE | Level 1 | 119.8125
47142 | OFFICE | Level 1 | 118.125
47142 | OFFICE | Level 1 | 118.125
47142 | OFFICE | Level 1 | 128.3968
47142 | OFFICE | Level 1 | 122.625
47142 | OFFICE | Level 1 | 122.8469
47142 | STORAGE | Level 1 | 95.1386
47142 | COPY / WORK ROOM | Level 1 | 123.1771
47142 | EXAM | Level 1 | 83.5937
47142 | COPY | Level 1 | 120.2951
47142 | OFFICE | Level 1 | 120.8663
47142 | SUPPORT | Level 1 | 370.8212
47142 | CONFERENCE | Level 1 | 270.25
47142 | PANTRY | Level 1 | 76.0382
47142 | SERVER / IT OFFICE | Level 1 | 143.5
47142 | WAITING | Level 1 | 222.014
47142 | CLERICAL | Level 1 | 112.2569
47142 | OFFICE | Level 1 | 143.0849
47142 | CORRIDOR | Level 1 | 610.6101
47142 | CORRIDOR | Level 1 | 2095.9728
47142 | CORRIDOR | Level 1 | 984.5934
47142 | CORRIDOR | Level 1 | 156.8679
47142 | CORRIDOR / RECEPT | Level 1 | 800.2818
47142 | CORRIDOR | Level 1 | 283.1947
47142 | CORRIDOR | Level 1 | 819.0726
47142 | STORAGE | Level 2 | 22.6455
47142 | NURSE STATION | Level 2 | 200
47142 | 2 BEDS | Level 2 | 291.0538
47142 | 2 BEDS | Level 2 | 226.341
47142 | 2 BEDS | Level 2 | 373.8741
47142 | 2 BEDS | Level 2 | 289.8472
47142 | 2 BEDS | Level 2 | 273.5174
47142 | 2 BEDS | Level 2 | 260.2059
47142 | PANTRY | Level 2 | 116.5449
47142 | STAFF BREAK ROOM | Level 2 | 80.3867
47142 | MEDICATION | Level 2 | 66.6667
47142 | STORAGE - CLEAN | Level 2 | 103.7812
47142 | CONFERENCE | Level 2 | 101.7604
47142 | TUB / SHOWER | Level 2 | 89.7917
47142 | TOILET | Level 2 | 55.75
47142 | CORRIDOR | Level 2 | 672.8861
47142 | PATIO | Level 3 | 276.5971
47142 | 1 BED | Level 3 | 143.3053
47142 | 1 BED | Level 3 | 116.7703
47142 | 2 BEDS | Level 3 | 217.0879
47142 | 2 BEDS | Level 3 | 194.8429
47142 | 2 BEDS | Level 3 | 243.3544
47142 | 2 BEDS | Level 3 | 213.5486
47142 | 2 BEDS | Level 3 | 209.3886
47142 | 2 BEDS | Level 3 | 223.1634
47142 | 2 BEDS | Level 3 | 223.9312
47142 | 4 BEDS | Level 3 | 468.0428
47142 | STORAGE | Level 3 | 60.375
47142 | JANITOR | Level 3 | 31.9375
47142 | TOILET - MENS | Level 3 | 190.6562
47142 | STORAGE | Level 3 | 43.875
47142 | TOILET - WOMENS | Level 3 | 190.5625
47142 | LAUNDRY | Level 3 | 52.5
47142 | TOILET | Level 3 | 48.75
47142 | DAY ROOM | Level 3 | 710.7785
47142 | QUIET ROOM | Level 3 | 100.8629
47142 | NURSE STATION | Level 3 | 174.0989
47142 | TOILET | Level 3 | 53.6454
47142 | MEDICATION | Level 3 | 80.5311
47142 | KITCHEN | Level 3 | 157.8197
47142 | LOUNGE - STAFF | Level 3 | 267.4815
47142 | STORAGE | Level 3 | 78.2654
47142 | EXAM | Level 3 | 95.3224
47142 | TESTING | Level 3 | 74.0796
47142 | OFFICE | Level 3 | 84.7604
47142 | INTERVIEW | Level 3 | 94.5729
47142 | DICTATION | Level 3 | 40.9062
47142 | STORAGE | Level 3 | 10.849
47142 | STORAGE | Level 3 | 13.25
47142 | STORAGE | Level 3 | 12.7473
47142 | CORRIDOR | Level 3 | 347.9292
47142 | OFFICE | Level 4 | 133.4529
47142 | OFFICE | Level 4 | 193.7398
47142 | OFFICE | Level 4 | 235.5421
47142 | WAITING / RECEPT | Level 4 | 177.901
47142 | KITCHENETTE | Level 4 | 49.9688
47142 | TOILET | Level 4 | 45.8979
47142 | CORRIDOR | Level 4 | 345.868
47142 | MOLD ROOM | Level LL | 82.1369
47142 | SIMULATOR | Level LL | 426.3442
47142 | CONTROL | Level LL | 145.5444
47142 | LINEAR ACCELERATOR 2300 CD | Level LL | 763.5934
47142 | LINEAR ACCELERATOR 600 CD | Level LL | 799.3583
47142 | DARK ROOM | Level LL | 82.7143
47142 | CONTROL | Level LL | 175.2162
47142 | CONTROL | Level LL | 150.7959
47142 | OFFICE | Level LL | 118.8688
47142 | CONFERENCE | Level LL | 361.6587
47142 | SUPERFICIAL X-RAY | Level LL | 140.0036
47142 | CONTROL | Level LL | 56.3835
47142 | SOILED HOLDING | Level LL | 53.7519
47142 | WAITING | Level LL | 355.7325
47142 | DRESSING ROOM | Level LL | 204.3846
47142 | DRESSING | Level LL | 134.5313
47142 | TOILET - PATIENT | Level LL | 60.8114
47142 | WORK ROOM | Level LL | 462.3586
47142 | SOILED UTILITY | Level LL | 78.4654
47142 | EXAM | Level LL | 115.2656
47142 | EXAM | Level LL | 130.6371
47142 | EXAM | Level LL | 99.5778
47142 | EXAM | Level LL | 109.0134
47142 | TREATMENT PLNG | Level LL | 53.6612
47142 | TOILET - PATIENT | Level LL | 88.901
47142 | LOUNGE - STAFF | Level LL | 353.9353
47142 | OFFICE | Level LL | 125.0942
47142 | STORAGE | Level LL | 14.2162
47142 | TOILET - MEN | Level LL | 56.7678
47142 | TOILET - WOMEN | Level LL | 58.4284
47142 | OFFICE | Level LL | 105.6925
47142 | OFFICE | Level LL | 103.7845
47142 | OFFICE | Level LL | 116.9034
47142 | TREATMENT RM | Level LL | 432.208
47142 | NURSE STN | Level LL | 92.8873
47142 | MED RM | Level LL | 103.8532
47142 | ACUPUNCTURE | Level LL | 404.7538
47142 | RECOV / ACUPU /SCHED | Level LL | 532.4484
47142 | SOILED UTILITY | Level LL | 56.9527
47142 | OFFICE | Level LL | 91.1045
47142 | OFFICE | Level LL | 95.4766
47142 | OFFICE | Level LL | 125.0872
47142 | OFFICE | Level LL | 128.806
47142 | WAITING | Level LL | 1333.1852
47142 | COFFEE ROOM | Level LL | 55.7813
47142 | NURSE STATION | Level LL | 93.0341
47142 | OFFICE | Level LL | 131.7325
47142 | OFFICE | Level LL | 179.8476
47142 | TOILET - UNISEX | Level LL | 37.13
47142 | OFFICE | Level LL | 117.698
47142 | TREATM PLN CTR | Level LL | 538.3951
47142 | STERILE ROOM | Level LL | 42.0004
47142 | OFFICE | Level LL | 182.8057
47142 | TOILET - WOMENS | Level LL | 44.3635
47142 | OFFICE | Level LL | 145.6149
47142 | IT | Level LL | 321.9878
47142 | STORAGE | Level LL | 17.4203
47142 | MED RECORDS | Level LL | 630.0133
47142 | MAT MGMT | Level LL | 131.6406
47142 | MED RECORDS | Level LL | 681.9944
47142 | OFFICE | Level LL | 146.4555
47142 | NURSE CALL | Level LL | 19.1231
47142 | CORRIDOR | Level LL | 1298.4329
47261 | PARTIAL HOSPITALIZATION PRGM | Level 3 | 720.1186
47261 | OFFICE | Level 3 | 167.2344
47261 | GROUP ROOM | Level 3 | 477.722
47261 | GROUP ROOM | Level 3 | 435.4536
47261 | GROUP ROOM | Level 3 | 472.4669
47261 | GROUP ROOM | Level 3 | 683.406
47261 | INTERVIEW D | Level 3 | 158.9548
47261 | INTERVIEW E | Level 3 | 221.6355
47261 | OFFICE | Level 3 | 257.6054
47261 | TOILET | Level 3 | 44.4738
47261 | GROUP ROOM F | Level 3 | 436.0692
47261 | WAITING | Level 3 | 233.3285
47261 | OFFICE | Level 3 | 228.2996
47261 | INTERVIEW G | Level 3 | 190.9637
47261 | INTAKE | Level 3 | 195.979
47261 | OFFICE | Level 3 | 200.2778
47261 | INTERVIEW H | Level 3 | 93.922
47261 | INTERVIEW I | Level 3 | 68.9075
47261 | GROUP ROOM J | Level 3 | 421.5834
47261 | GROUP ROOM K | Level 3 | 426.6924
47261 | STORAGE | Level 3 | 21.5833
47261 | CORRIDOR | Level 3 | 77.2606
47261 | PARTIAL HOSPITALIZATION PRGM | Level 4 | 347.8037
47261 | PARTIAL HOSPITALIZATION PRGM | Level 4 | 356.0556
47261 | PARTIAL HOSPITALIZATION PRGM | Level 4 | 170.4097
47261 | PARTIAL HOSPITALIZATION PRGM | Level 4 | 132.2315
47261 | PATIO | Level 4 | 375.2118
47261 | 1 BED | Level 4 | 147.6132
47261 | 1 BED | Level 4 | 114.418
47261 | 2 BEDS | Level 4 | 217.0745
47261 | 2 BEDS | Level 4 | 233.295
47261 | 2 BEDS | Level 4 | 203.9687
47261 | 2 BEDS | Level 4 | 211.7378
47261 | 2 BEDS | Level 4 | 203.6871
47261 | 2 BEDS | Level 4 | 204.0918
47261 | TOILET - PATIENT | Level 4 | 27.2196
47261 | 4 BEDS | Level 4 | 432.2396
47261 | OFFICE | Level 4 | 127.0521
47261 | ACTIVITY GROUP | Level 4 | 400.2993
47261 | TOILET | Level 4 | 26.0898
47261 | TOILET | Level 4 | 49.2634
47261 | JANITOR | Level 4 | 26.1421
47261 | TOILET - MENS | Level 4 | 197.8322
47261 | TUB ROOM | Level 4 | 32.5208
47261 | TOILET - WOMENS | Level 4 | 201.7489
47261 | KITCHEN | Level 4 | 66.5625
47261 | LAUNDRY | Level 4 | 33.75
47261 | DAY ROOM | Level 4 | 709.6081
47261 | MUSIC / TV ROOM | Level 4 | 209.4259
47261 | INTERVIEW | Level 4 | 95.099
47261 | NURSE STATION | Level 4 | 183.9375
47261 | TOILET - STAFF | Level 4 | 38.3178
47261 | MEDICATION | Level 4 | 94.2043
47261 | PSYCH SECLUSION | Level 4 | 87.75
47261 | PSYCH SECLUSION | Level 4 | 89.2089
47261 | PSYCH SECLUSION | Level 4 | 96.3073
47261 | TOILET | Level 4 | 56.0949
47261 | OFFICE | Level 4 | 75.2518
47261 | TOILET - STAFF | Level 4 | 20.0706
47261 | INTERVIEW | Level 4 | 72.2364
47261 | OFFICE | Level 4 | 85.9896
47261 | REC INTERN | Level 4 | 75.467
47261 | STORAGE | Level 4 | 9.7101
47261 | STORAGE | Level 4 | 10.2812
47261 | CORRIDOR | Level 4 | 336.7366
47261 | CORRIDOR | Level 4 | 1871.5481
47261 | CORRIDOR | Level 4 | 153.0258
47620 | EEG TESTING | Level 3 | 121.4731
47620 | EEG TESTING | Level 3 | 97.6214
47620 | PANTRY | Level 3 | 86.7687
47620 | STORAGE - EEG | Level 3 | 89.6023
47630 | LOADING DOCK | Level 1 | 400.0799
47630 | STORAGE - FILM | Level LL | 134.4337
47630 | BREAK ROOM | Level LL | 151.0382
47630 | TOILE - ADA | Level LL | 57.4082
47630 | DRESSING ROOM | Level LL | 132.7865
47630 | TOILET - PATIENT | Level LL | 37.237
47630 | DRESSING ROOM | Level LL | 15.5694
47630 | DRESSING ROOM | Level LL | 16.1122
47630 | OFFICE | Level LL | 103.1758
47630 | CLEAN STORAGE/CT SUPPLIES | Level LL | 30.5781
47630 | TOILET - PATIENT | Level LL | 58.0716
47630 | X-RAY ROOM | Level LL | 232.6921
47630 | TOILET - PATIENT | Level LL | 61.127
47630 | DOCTOR'S DICTATION | Level LL | 129.21
47630 | X-RAY ROOM | Level LL | 80.7708
47630 | X-RAY ROOM | Level LL | 149.3177
47630 | PUMP ROOM / X-RAY STORAGE | Level LL | 728.3148
47630 | CORRIDOR | Level LL | 682.5679
47710 | LAB/OFFICE | Level 1 | 157.3534
47710 | LAB/STORAGE | Level 1 | 39.9584
47710 | PHARMACY | Level 1 | 628.9065
47710 | OFFICE | Level 1 | 198.4232
47710 | TOILET | Level 1 | 25.1667
47710 | OFFICE | Level 1 | 74.5869
47710 | PHARMACY | Level 1 | 193.4914
47710 | STAFF LOUNGE | Level 2 | 206.2099
47710 | OFFICE | Level 2 | 157.11
47710 | NON-RATED CORRIDOR | Level 2 | 401.2056
47710 | NARCOTIC STORAGE | Level 2 | 114.2799
47710 | WAITING | Level 2 | 198.0967
47710 | WILL CALL | Level 2 | 831.22
47710 | INPATIENT PHARMACY WORK AREA | Level 2 | 763.0207
47710 | SCHEDULING | Level 2 | 184.1218
47710 | TOILET | Level 2 | 80.4541
47710 | TOILET | Level 2 | 91.492
47710 | OFFICE | Level 2 | 115.8988
47710 | ELEC EQUIP | Level 2 | 10.5308
47710 | TELCOM EQUIP | Level 2 | 5.4962
47710 | ELEC/TELCOM EQUIP | Level 2 | 12.1466
47720 | MED GAS BOTTLE STORAGE | Level 1 | 125.6214
47720 | STORAGE | Level 3 | 48.4757
47720 | OFFICE - RESPIRATORY | Level 3 | 208.1657
47720 | TREATMENT - RESPIRATORY | Level 3 | 374.5136
47720 | TOILET | Level 3 | 32.2467
47774 | DISABLE COM HLTH / SOC WK / NIVL | Level 2 | 240.5422
47775 | EARLY INTERVEN PROG | Level 2 | 638.9579
47775 | OFFICE | Level 2 | 98.6122
47775 | STORAGE | Level 2 | 21.5833
47775 | OUTPATIENT RECEP | Level 2 | 488.9067
47775 | SPEECH / AUDIO | Level 2 | 158.7788
47775 | SPEECH / PATH | Level 2 | 118.6647
47775 | AUDIOLOGY | Level 2 | 191.4115
47775 | STORAGE | Level 2 | 19.1861
47775 |  | Level 2 | 36.5399
47775 | PT | Level 2 | 461.3984
47775 | ADL DEPT | Level 2 | 623.717
47775 | PT | Level 2 | 1383.8991
47775 | PT | Level 2 | 465.1201
47775 | TOILET | Level 2 | 58.9805
47775 | TOILET / SHOWER | Level 2 | 151.6667
47775 | WHIRLPOOL | Level 2 | 109.171
47775 | OFFICE | Level 2 | 76.8261
47775 | CHARTING | Level 2 | 101.0637
47775 | TOILET | Level 2 | 29.6071
47775 | OFFICE | Level 2 | 180.8982
47775 | RECEPTION | Level 2 | 203.2403
47775 | UTILITY | Level 2 | 69.7506
47775 | LAB - OT SPLINT | Level 2 | 364.5865
47775 | TOILET | Level 2 | 83.4276
47775 | TREATMENT | Level 2 | 172.3081
47775 | PT | Level 2 | 335.0077
47775 | SOUND BOOTH | Level 2 | 215.6042
47775 | OFFICE / EXAM | Level 2 | 115.2083
47775 | OFFICE | Level 2 | 120.7344
47775 | OFFICE | Level 2 | 120.7344
47775 | OFFICE | Level 2 | 126.2413
47775 | VESTIBULE / STORAGE | Level 2 | 61.9792
47775 | OFFICE | Level 2 | 147.2717
47775 | ADMIN | Level 2 | 259.066
47775 | STORAGE | Level 2 | 62.125
47775 | COPY / FILE | Level 2 | 79.854
47775 | OFFICE | Level 2 | 132.6094
47775 | OFFICE - SPEECH | Level 2 | 126.3333
47775 | OFFICE - OP SPEECH | Level 2 | 124.5
47775 | OFFICE - OP SPEECH | Level 2 | 121.0417
47775 | OFFICE - OP SPEECH | Level 2 | 119.6076
47775 | PEDIATRIC TREATMENT | Level 2 | 133.4792
47775 | STORAGE | Level 2 | 87.5
47775 | CORRIDOR | Level 2 | 318.534
47775 | CORRIDOR | Level 2 | 1603.1763
47776 | STORAGE | Level 3 | 76.3586
47776 | OFFICE | Level 3 | 226.332
47776 | OFFICE | Level 3 | 199.725
47777 | OFFICE | Level 2 | 95.4954
47778 | ADMIN | Level 2 | 126.3333
47778 | REHAB - SVC REPS | Level 2 | 252.6667
47820 | TOILET | Level LL | 81.0729
47820 | STORAGE | Level LL | 18.947
47820 | ECT RECOVERY/MED | Level LL | 687.6653
47820 | OFFICE | Level LL | 112.3841
47820 | STORAGE | Level LL | 13.3611
47820 | DRESSING | Level LL | 31.5
47820 | ECT TREATMENT/MED | Level LL | 286.2479
47820 | ECT MED ROOM | Level LL | 79.6094
47820 | STORAGE | Level LL | 82.5
47835 | CASE MGMT | Level 3 | 138
47871 | PEDIATRIC GYM | Level 2 | 345.1875
48340 | BISTRO | Level 1 | 325.1809
48340 | GIFT SHOP DISPLAY | Level 1 | 48.3846
48340 | SAFE | Level LL | 107.3576
48340 | DRY STORAGE | Level LL | 467.25
48340 | DRY STORAGE | Level LL | 459.4653
48340 | LOCKERS - MENS | Level LL | 520.0938
48340 | LOCKERS | Level LL | 195.5377
48340 | LOCKERS | Level LL | 139.2188
48340 | DINING - MD | Level LL | 824.625
48340 | VENDING | Level LL | 487.7031
48340 | CAFETERIA STG / SRVG | Level LL | 4083.2526
48340 | OFFICE | Level LL | 54.1875
48340 | STORAGE | Level LL | 32.375
48340 | KITCHEN - VACATED | Level LL | 1147.2844
48340 | OFFICE | Level LL | 287.5833
48340 | OFFICE | Level LL | 96.3637
48340 | STORAGE | Level LL | 31.6944
48340 | COOLING | Level LL | 87.6667
48340 | FREEZER | Level LL | 248.7669
48340 | STORAGE | Level LL | 156.75
48340 | KITCHEN | Level LL | 1724.5262
48340 | DISHWASHING | Level LL | 698.4358
48340 | STORAGE | Level LL | 49.2969
48350 | LINEN | Level LL | 812.8785
48350 | LINEN - SOILED STORAGE | Level LL | 326.2381
48420 | SECURITY | Level 1 | 211.6965
48450 | TELCOM EQUIP/FA PRINTER | Level 1 | 23.918
48450 | ELEC | Level 2 | 48.403
48450 | LOUNGE - NURSES | Level 2 | 194.1667
48450 | ENGINEERING | Level 2 | 423.0885
48450 | STORAGE - PULMONARY | Level 2 | 887.2139
48450 | STORAGE | Level 2 | 250.845
48450 | STORAGE | Level 2 | 48.0469
48450 | ENGINEERING | Level 2 | 879.4462
48450 | ENGINEERING | Level 2 | 106.4792
48450 | ENGINEERING | Level 2 | 151.1562
48450 | TUB ROOM | Level 2 | 45
48450 | OFFICE | Level 2 | 189.4544
48450 | LOCKERS | Level 2 | 116.6094
48450 | TOILET | Level 2 | 53.4375
48450 | OFFICE | Level 2 | 123.6361
48450 | OFFICE | Level 2 | 19.3069
48450 | TOILET | Level 2 | 40.5
48450 | FAN ROOM | Level 3 | 171.1892
48450 | MECH | Level 4 | 13.5
48450 | ELEC | Level 5 | 24.8463
48450 | MECH | Level 5 | 11
48450 | MECH | Level 6 | 3911.9116
48450 | STORAGE / OFFICE | Level 6 | 127.3438
48450 | REPAIR - TV | Level 6 | 95.3224
48450 | CLERICAL | Level 6 | 410.6768
48450 | MECH | Level 6 | 56.8791
48450 | MECH | Level 6 | 294.0115
48450 | ACTION COMPU RM / CONF | Level 6 | 468.8656
48450 | STORAGE | Level 6 | 1066.4375
48450 | BIOMED SHOP | Level LL | 121.1148
48450 | PAINT SHOP | Level LL | 218.2005
48450 | MECH | Level LL | 171.9305
48450 | FAN ROOM | Level LL | 268.4462
48450 | REPAIR - WHEELCHAIR | Level LL | 105.8496
48450 | HAZARDOUS STORAGE | Level LL | 169.7885
48450 | REPAIR - BED | Level LL | 342.0079
48450 | BOILER ROOM | Level LL | 1998.99
48450 | OFFICE | Level LL | 112.0208
48450 | STORAGE | Level LL | 157.6128
48450 | STORAGE | Level LL | 91.5521
48450 | STORAGE - LAMP | Level LL | 110.6352
48450 | BOILER ROOM | Level LL | 84.543
48450 | BOILER ROOM | Level LL | 220.9167
48450 | OFFICE | Level LL | 33.75
48450 | ENGINEERING | Level LL | 124.2925
48450 | ALCOVE | Level LL | 156.7396
48450 | ALCOVE | Level LL | 114.6875
48450 | ENGINEERING | Level LL | 109.7283
48450 | ENGINEERING | Level LL | 170.3611
48450 | SUPPLY | Level LL | 26.3021
48450 | COMPRESSOR | Level LL | 22.3125
48450 | MECH | Level LL | 532.3646
48450 | MECH | Level LL | 54.6155
48450 | MECH | Level LL | 867.8403
48450 | BOILER ROOM | Level LL | 2407.5454
48450 | GENERATOR ROOM | Level LL | 251.4722
48450 | ELEC | Level LL | 298.6042
48450 | FAN ROOM | Level LL | 292.8082
48450 | ELEC | Level LL | 238.3281
48460 | JANITOR | Level 1 | 39.5166
48460 | JANITOR | Level 1 | 9.8621
48460 | JANITOR | Level 1 | 24.4792
48460 | JANITOR | Level 1 | 35.8275
48460 | JANITOR | Level 2 | 58.0833
48460 | JANITOR | Level 2 | 42.5414
48460 | JANITOR / STORAGE | Level 2 | 27.1979
48460 | STORAGE - EQUIP | Level 4 | 59.6315
48460 | JANITOR | Level 5 | 69.953
48460 | STORAGE | Level 5 | 22.4583
48460 | JANITOR | Level 5 | 42.96
48460 | STORAGE | Level 6 | 34.8066
48460 | JANITOR | Level LL | 40.1427
48460 | JANITOR | Level LL | 28.4128
48460 | JANITOR | Level LL | 21.6481
48460 | JANITOR | Level LL | 56.3889
48460 | LOUNGE | Level LL | 375.9479
48460 | PAPER SUPPLY | Level LL | 83.3281
48460 | SUPPLY | Level LL | 66.4028
48460 | JANITOR | Level LL | 971.5972
48460 | OFFICE - MANAGER | Level LL | 136.4714
48460 | JANITOR | Level LL | 69.875
48460 | JANITOR | Level LL | 122.0868
48460 | OFFICE | Level LL | 80.7517
48460 | JANITOR | Level LL | 115.9583
48460 | JANITOR | Level LL | 26
48560 | ADMITTING | Level 1 | 478.323
48560 | ADMITTING | Level 1 | 15.3434
48560 | ADMITTING | Level 1 | 135.6186
48560 | ADMITTING | Level 1 | 92.3446
48610 | STORAGE | Level 3 | 43.125
48610 | COPY | Level 3 | 90.4076
48610 | TOILET | Level 3 | 63.2478
48610 | STORAGE | Level 3 | 40.6875
48610 | OFFICE | Level 3 | 118.2188
48610 | TOILET | Level 3 | 40.6632
48610 | ADMIN | Level 3 | 89.1319
48610 | ADMIN | Level 3 | 114.5833
48610 | CONFERENCE | Level 3 | 232.2917
48610 | PANTRY / OFFICE | Level 3 | 116.7431
48610 | CONFERENCE | Level 3 | 321.9375
48610 | TOILET | Level 3 | 72.9149
48610 | STORAGE | Level 3 | 61.2253
48610 | OFFICE | Level 3 | 82.0597
48610 | OFFICE | Level 3 | 84.5439
48610 | MAFFLY CONFERENCE ROOM | Level LL | 1694.0609
48610 | STORAGE | Level LL | 44.1501
48610 | STORAGE | Level LL | 42.0564
48610 | VESTIBULE | Level LL | 122.6372
48610 | CONFERENCE | Level LL | 188.4549
48610 | CONFERENCE | Level LL | 481.3437
48610 | STORAGE | Level LL | 147.2604
48691 | LIBRARY | Level 3 | 486.4722
48757 | OFFICE | Level 1 | 385.3646
48757 | VESTIBULE | Level 1 | 49.2448
48757 | OFFICE | Level 1 | 160.5208
48793 | OFFICE | Level 3 | 179.4971
48793 | STORAGE | Level 3 | 77.6294
48793 | ADMITTING | Level 3 | 164.2344
48793 | OFFICE - MD | Level 3 | 171.1828
48793 | OFFICE | Level 3 | 91.9154
48793 | OFFICE / RESIDENT | Level 3 | 199.62
48793 | OFFICE | Level 3 | 116.6458
48793 | OFFICE | Level 3 | 226.7519
48795 | EXAM | Level 2 | 126.3333
48795 | EXAM | Level 2 | 126.3333
48795 | OFFICE | Level 3 | 88.7986
48795 | OFFICE / RESIDENT | Level 3 | 171.1615
48795 | OFFICE - CHB / RESIDENT | Level 3 | 340.043
48795 | ADMIN | Level 3 | 104.1406
48795 | ADMIN | Level 3 | 95.6302
88400 | CLERICAL/STORAGE | Level 1 | 152.5206
88400 | STORAGE | Level 1 | 41.4228
88400 | OFFICE | Level 1 | 79.4057
88400 | OFFICE | Level 1 | 248.6908
88400 | PANTRY/OFFICE | Level 1 | 206.6827
88400 | LAB/STORAGE | Level 1 | 135.867
88400 | CLERICAL/STORAGE | Level 1 | 962.6871
88650 | LACTATION | Level LL | 99.4201
ALCT | STORAGE - FILM | Level LL | 134.4254
ALCT | CT SCAN | Level LL | 449.2372
ALCT | CONTROL | Level LL | 120.9253
ALCT | RECEPTION | Level LL | 163.627
ALCT | OFFICE | Level LL | 110.2776
BPCAC | OFFICE | Level 1 | 139.2569
BPCAC | STORAGE | Level 1 | 89.9167
BPCAC | STORAGE | Level 1 | 111.3923
BPCAC | RECEPTION | Level 1 | 422.0938
BPCAC | OFFICE | Level 1 | 114.7963
BPCAC | OFFICE | Level 1 | 82.7047
BPCAC | OFFICE | Level 1 | 96.2451
BPCAC | STORAGE | Level 1 | 82.3819
BPCAC | WAITING | Level 1 | 53.3334
BPCAC | NUTRITION | Level 1 | 99.0565
BPCAC | JANITOR | Level 1 | 42.8142
BPCAC | MED RECORDS | Level 1 | 266.757
BPCAC | OFFICE | Level 1 | 47.4469
BPCAC | OFFICE | Level 1 | 183.8854
BPCAC | OFFICE (2 BEDS) | Level 1 | 202.1494
BPCAC | TOILET | Level 1 | 31.2988
BPCAC | OFFICE | Level 1 | 187.9625
BPCAC | TOILET | Level 1 | 43.2692
BPCAC | COPY / SUPPLY | Level 1 | 90.9236
BPCAC | OFFICE | Level 1 | 242.2396
BPCAC | TOILET | Level 1 | 35.7329
BPCAC | TOILET - STAFF | Level 1 | 92.4326
BPCAC | STORAGE | Level 1 | 24.3333
BPCAC | LOUNGE - STAFF | Level 1 | 140.8906
BPCAC | WAITING | Level 1 | 248.2943
BPCAC | TOILET | Level 1 | 45.8016
BPCAC | WAITING | Level 1 | 263.9683
BPCAC | OFFICE | Level 1 | 170.3811
BPCAC | STORAGE | Level 1 | 62.0275
BPCAC | TOILET | Level 1 | 107.0233
BPCAC | CASHIER | Level 1 | 65.4141
BPCAC | NURSE STATION | Level 1 | 125.0706
BPCAC | OFFICE | Level 1 | 113.1243
BPCAC | SOILED UTILITY | Level 1 | 36.0559
BPCAC | EXAM 5 | Level 1 | 170.7507
BPCAC | OFFICE | Level 1 | 141.6083
BPCAC | TOILET | Level 1 | 47.2898
BPCAC | LAB | Level 1 | 200.2573
BPCAC | CLEAN UTILITY | Level 1 | 72.5982
BPCAC | OFFICE | Level 1 | 124.0118
BPCAC | OFFICE | Level 1 | 159.6792
BPCAC | EXAM 4 | Level 1 | 175.7612
BPCAC | STORAGE | Level 1 | 57.5004
BPCAC | STORAGE | Level 1 | 122.1275
BPCAC | EXAM 3 | Level 1 | 122.5899
BPCAC | EXAM 2 | Level 1 | 117.9896
BPCAC | EXAM 1 | Level 1 | 117.5573
BPCAC | CORRIDOR | Level 1 | 356.946
BPCAC | CORRIDOR | Level 1 | 477.2725
COMMON | LOBBY | Level 1 | 2119.7181
COMMON | LOBBY ENTRANCE | Level 1 | 265.141
COMMON | LOBBY VALET KIOSK | Level 1 | 134.4867
COMMON | TOILET - MEN'S ADA | Level 1 | 57.4127
COMMON | TOILET - WOMEN'S ADA | Level 1 | 60.4145
COMMON | LOBBY / CORRIDOR | Level 1 | 379.1697
COMMON | LOBBY / CORRIDOR | Level 1 | 616.4058
FCM | TOILET (NOT ADA) | Level 1 | 58.7552
FCM | CORRIDOR | Level 1 | 391.7444
FCM | ELEVATOR LOBBY | Level 1 | 250.1241
FCM | CORRIDOR | Level 1 | 310.9908
FCM | CORRIDOR | Level 1 | 411.2884
FCM | CORRIDOR | Level 1 | 97.5231
FCM | CORRIDOR | Level 1 | 325.889
FCM | CORRIDOR | Level 1 | 902.2657
FCM | CORRIDOR | Level 1 | 1346.6805
FCM | CORRIDOR | Level 1 | 790.3356
FCM | CORRIDOR | Level 1 | 142.5957
FCM | CORRIDOR | Level 1 | 271.3375
FCM | CORRIDOR | Level 1 | 274.3583
FCM | CORRIDOR | Level 2 | 1020.6648
FCM | CORRIDOR | Level 2 | 216.9171
FCM | CORRIDOR | Level 2 | 1957.2322
FCM | TOILET - MENS | Level 2 | 42.0002
FCM | TOILET - WOMENS | Level 2 | 38.0472
FCM | CORRIDOR | Level 2 | 962.934
FCM | CORRIDOR | Level 2 | 983.5208
FCM | CORRIDOR | Level 2 | 1261.9844
FCM | CORRIDOR | Level 2 | 669.9238
FCM | TOILET - MENS | Level 2 | 78.5833
FCM | TOILET - WOMENS | Level 2 | 105.9167
FCM | ELEVATOR LOBBY | Level 2 | 549.3501
FCM | CORRIDOR | Level 2 | 1341.3757
FCM | CORRIDOR | Level 2 | 122.5937
FCM | CORRIDOR | Level 3 | 1041.5714
FCM | CORRIDOR | Level 3 | 2566.6703
FCM | CORRIDOR | Level 3 | 209.1528
FCM | TOILET - MENS | Level 3 | 42.0012
FCM | TOILET - WOMENS | Level 3 | 38.0478
FCM | CORRIDOR | Level 3 | 1719.0727
FCM | CORRIDOR | Level 3 | 2299.9649
FCM | CORRIDOR | Level 3 | 254.2708
FCM | CORRIDOR | Level 3 | 571.4612
FCM | CORRIDOR | Level 3 | 1142.8117
FCM | CORRIDOR | Level 3 | 294.8255
FCM | CORRIDOR | Level 4 | 852.1809
FCM | CORRIDOR | Level 4 | 443.8077
FCM | TOILET - MENS | Level 4 | 38.0472
FCM | TOILET - WOMENS | Level 4 | 42.0002
FCM | CORRIDOR | Level 5 | 852.0736
FCM | CORRIDOR | Level 5 | 442.1111
FCM | TOILET - WOMENS | Level 5 | 42.0012
FCM | TOILET - MENS | Level 5 | 38.0478
FCM | CORRIDOR | Level 6 | 640.6061
FCM | TOILET | Level 6 | 38.375
FCM | PATIO | Level 6 | 483.3646
FCM | PATIO | Level 6 | 359.8406
FCM | CORRIDOR | Level LL | 2883.6777
FCM | CORRIDOR | Level LL | 826.9107
FCM | CORRIDOR | Level LL | 6044.5993
FCM | CORRIDOR | Level LL | 876.8845
FCM | CORRIDOR | Level LL | 1661.0087
FCM | CORRIDOR | Level LL | 87.5248
FCM | CORRIDOR | Level LL | 167.5799
FCM | TOILET - WOMENS | Level LL | 145.1877
FCM | TOILET - MENS | Level LL | 131.5764
FCM | TOILET - MENS | Level LL | 117.7661
FCM | TOILET - WOMENS | Level LL | 100.0872
N/A | STAIR 1 / ELEV 2 | Level 1 | 382.3091
N/A | STAIR 2 | Level 1 | 152.5825
N/A | STAIR 3 / ELEV 3 | Level 1 | 660.0114
N/A | STAIR 4 | Level 1 | 165.2161
N/A | STAIR 5 | Level 1 | 159.2815
N/A | STAIR 6 / ELEV 4 | Level 1 | 454.1848
N/A | STAIR 7 | Level 1 | 215.679
N/A | STAIR 8 | Level 1 | 482.7121
N/A | STAIR | Level 1 | 99.2274
N/A | ELEVATOR 1 | Level 1 | 108.4583
N/A | ELEVATOR 5 | Level 1 | 124.0768
N/A | RAMP 1 | Level 1 | 545.6342
N/A | RAMP 2 / STAIR | Level 1 | 347.0427
N/A | DUMBWAITER | Level 1 | 24.6862
N/A | NRT | Level 1 | 690.2882
N/A | NRT | Level 1 | 27.4827
N/A | NRT | Level 1 | 96.3704
N/A | NRT | Level 1 | 63.1816
N/A | NRT | Level 1 | 15.2424
N/A | NRT | Level 1 | 18.1484
N/A | SHAFT | Level 1 | 121.1904
N/A | NRT | Level 1 | 15.9531
N/A | NRT | Level 1 | 41.6315
N/A | NRT | Level 1 | 292.549
N/A | SOLARIUM | Level 1 | 1053.4131
N/A | STAIR 1 / ELEV 2 | Level 2 | 401.8415
N/A | STAIR 2 | Level 2 | 158.8953
N/A | STAIR 3 / ELEV 3 | Level 2 | 689.9055
N/A | STAIR 4 | Level 2 | 167.0237
N/A | STAIR 5 | Level 2 | 461.8307
N/A | STAIR 6 / ELEV 4 | Level 2 | 442.316
N/A | STAIR 7 | Level 2 | 218.3851
N/A | ELEVATOR 1 | Level 2 | 109.25
N/A | ELEVATOR 5 / RAMP 1 | Level 2 | 832.1081
N/A | RAMP 2 | Level 2 | 511.1676
N/A | NRT | Level 2 | 30.1013
N/A | NRT | Level 2 | 43.3333
N/A | NRT | Level 2 | 14.9479
N/A | NRT | Level 2 | 17.4453
N/A | NRT | Level 2 | 46.6366
N/A | NRT | Level 2 | 11.9167
N/A | NRT | Level 2 | 20.7153
N/A | NRT | Level 2 | 54.5417
N/A | NRT | Level 2 | 124.1667
N/A | NRT | Level 2 | 740.2451
N/A | NRT | Level 2 | 12.9792
N/A | NRT | Level 2 | 16.3333
N/A | NRT | Level 2 | 14.0833
N/A | NRT | Level 2 | 21.5625
N/A | NRT | Level 2 | 8.0625
N/A | STAIR 1 / ELEV 2 | Level 3 | 401.2172
N/A | STAIR 2 | Level 3 | 158.0245
N/A | STAIR 3 / ELEV 3 | Level 3 | 688.3009
N/A | STAIR 4 | Level 3 | 167.0237
N/A | STAIR 5 | Level 3 | 176.5866
N/A | STAIR 6 / ELEV 4 | Level 3 | 492.4287
N/A | STAIR 7 | Level 3 | 216.017
N/A | ELEVATOR 1 | Level 3 | 109.25
N/A | ELEVATOR 5 / RAMP 1 | Level 3 | 631.5871
N/A | RAMP 2 | Level 3 | 494.7844
N/A | NRT | Level 3 | 21.0379
N/A | NRT | Level 3 | 72.5
N/A | NRT | Level 3 | 20.25
N/A | NRT | Level 3 | 48.75
N/A | NRT | Level 3 | 19.2848
N/A | NRT | Level 3 | 22.5
N/A | NRT | Level 3 | 22.5
N/A | NRT | Level 3 | 10.6094
N/A | NRT | Level 3 | 53.616
N/A | NRT | Level 3 | 9.8333
N/A | NRT | Level 3 | 124.1667
N/A | NRT | Level 3 | 16.0349
N/A | NRT | Level 3 | 10.625
N/A | NRT | Level 3 | 44
N/A | STAIR 1 / ELEV 2 | Level 4 | 401.8415
N/A | STAIR 2 | Level 4 | 158.0245
N/A | STAIR 3 / ELEV 3 | Level 4 | 688.2803
N/A | STAIR 4 | Level 4 | 167.0237
N/A | STAIR 5 | Level 4 | 176.5866
N/A | STAIR 6 / ELEV 4 | Level 4 | 389.9149
N/A | ELEVATOR 1 | Level 4 | 109.25
N/A | RAMP 1 | Level 4 | 369.7977
N/A | NRT | Level 4 | 81.4219
N/A | NRT | Level 4 | 21.0379
N/A | NRT | Level 4 | 85
N/A | NRT | Level 4 | 21.75
N/A | NRT | Level 4 | 19.2848
N/A | NRT | Level 4 | 53.4375
N/A | NRT | Level 4 | 21
N/A | NRT | Level 4 | 21
N/A | NRT | Level 4 | 14.4238
N/A | NRT | Level 4 | 43.7396
N/A | NRT | Level 4 | 63.9931
N/A | NRT | Level 4 | 15
N/A | STAIR 1 / ELEV 2 | Level 5 | 408.6682
N/A | STAIR 2 | Level 5 | 160.9854
N/A | STAIR 3 / ELEV 3 | Level 5 | 688.3466
N/A | STAIR 4 | Level 5 | 167.0237
N/A | STAIR 5 | Level 5 | 177.6629
N/A | STAIR 6 / ELEV 4 | Level 5 | 214.8028
N/A | ELEVATOR 1 | Level 5 | 109.25
N/A | RAMP 1 | Level 5 | 434.1792
N/A | NRT | Level 5 | 22.5407
N/A | NRT | Level 5 | 76.5
N/A | NRT | Level 5 | 21.75
N/A | NRT | Level 5 | 20.7875
N/A | NRT | Level 5 | 66.6979
N/A | NRT | Level 5 | 22.5
N/A | NRT | Level 5 | 21
N/A | NRT | Level 5 | 55.7396
N/A | NRT | Level 5 | 10
N/A | STAIR 1 / ELEV 2 | Level 6 | 401.8471
N/A | STAIR 2 | Level 6 | 190.2484
N/A | STAIR 3 / ELEV 3 | Level 6 | 648.6181
N/A | ELEVATOR 1 | Level 6 | 109.25
N/A | NRT | Level 6 | 13.0352
N/A | NRT | Level 6 | 56
N/A | NRT | Level 6 | 12.5
N/A | NRT | Level 6 | 39.6362
N/A | NRT | Level 6 | 41.25
N/A | NRT | Level 6 | 12
N/A | NRT | Level 6 | 12
N/A | NRT | Level 6 | 43.7396
N/A | NRT | Level 6 | 72.9896
N/A | STAIR 1 | Level LL | 208.5369
N/A | STAIR 2 | Level LL | 125.5922
N/A | STAIR 3 / ELEV 3 | Level LL | 679.4668
N/A | STAIR 4 | Level LL | 268.3839
N/A | STAIR 5 | Level LL | 270.4752
N/A | STAIR 6 / ELEV 4 | Level LL | 438.0156
N/A | ELEVATOR 1 | Level LL | 118.75
N/A | ELEVATOR 2 | Level LL | 111
N/A | ELEVATOR 5 | Level LL | 156.5
N/A | RAMP 1 | Level LL | 170.9844
N/A | RAMP 2 | Level LL | 998.9579
N/A | NRT | Level LL | 13.1961
N/A | NRT | Level LL | 5.3043
N/A | NRT | Level LL | 73.3934
N/A | NRT | Level LL | 117.045
N/A | NRT | Level LL | 38.658
N/A | NRT | Level LL | 110.045
N/A | NRT | Level LL | 53.212
N/A | NRT | Level LL | 60.5833
N/A | NRT | Level LL | 34.6667
N/A | NRT | Level LL | 22.1528
N/A | NRT | Level LL | 221.0881
N/A | NRT | Level LL | 19.1389
N/A | UNEX | Level LL | 2995.877
N/A | NRT | Level LL | 64.1927
STRN | NURSE STATION | Level 2 | 201.9909
STRN | 2 BEDS | Level 2 | 265.3127
STRN | 1 BED | Level 2 | 210.2601
STRN | 1 BED | Level 2 | 217.9563
STRN | 1 BED | Level 2 | 212.4824
STRN | 2 BEDS | Level 2 | 360.078
STRN | STORAGE | Level 2 | 5.1944
STRN | 2 BEDS | Level 2 | 296.9375
STRN | 1 BED | Level 2 | 227.3827
STRN | 1 BED | Level 2 | 217.5528
STRN | 2 BEDS | Level 2 | 275.5
STRN | OFFICE | Level 2 | 97.3127
STRN | SOILED UTILITY | Level 2 | 77.663
STRN | CLERICAL | Level 2 | 59.8538
STRN | DAY ROOM / CONF | Level 2 | 408.423
STRN | CORRIDOR | Level 2 | 1018.4434
VACANT | OFFICE | Level 1 | 79.7774
VACANT | DATA | Level 1 | 69.2075
VACANT | DATA | Level 1 | 268.1898
VACANT | ENGINEERING | Level 2 | 53.9167
VACANT | ENGINEERING | Level 2 | 87.9514
VACANT | TOILET | Level 2 | 32.8814
VACANT | ENGINEERING | Level 2 | 62.4323
VACANT | ENGINEERING | Level 2 | 65.5312
VACANT | ENGINEERING | Level 2 | 206.0521
VACANT | ENGINEERING | Level 2 | 233.1979
VACANT | ENGINEERING | Level 2 | 224.9896
VACANT | ENGINEERING | Level 2 | 215.1944
VACANT | ENGINEERING | Level 2 | 229.3281
VACANT | ENGINEERING | Level 2 | 221.3177
VACANT | ENGINEERING | Level 2 | 199.4687
VACANT | ENGINEERING | Level 2 | 194.5451
VACANT | ENGINEERING | Level 2 | 227.1302
VACANT | ENGINEERING | Level 2 | 203.9375
VACANT | ENGINEERING | Level 2 | 227.1875
VACANT | ENGINEERING | Level 2 | 294.9062
VACANT | ENGINEERING | Level 2 | 294.9375
VACANT | ENGINEERING | Level 2 | 227.8438
VACANT | ENGINEERING | Level 2 | 235.9062
VACANT | ENGINEERING | Level 2 | 226.6875
VACANT | ENGINEERING | Level 2 | 232.3229
VACANT | ENGINEERING | Level 2 | 221.7708
VACANT | ENGINEERING | Level 2 | 87.4375
VACANT | ENGINEERING | Level 2 | 96.3351
VACANT | ENGINEERING | Level 2 | 232.2795
VACANT | ENGINEERING | Level 2 | 58.8438
VACANT | ENGINEERING | Level 2 | 154.3646
VACANT | ENGINEERING | Level 2 | 62.2187
VACANT | STORAGE | Level 2 | 32.8958
VACANT | STORAGE | Level 2 | 173.9693
VACANT | STORAGE | Level 2 | 90.1344
VACANT | STORAGE | Level 2 | 138.3333
VACANT | STORAGE | Level 2 | 90.625
VACANT | STORAGE | Level 2 | 106.25
VACANT | TOILET - MENS | Level 2 | 37.7708
VACANT | STORAGE | Level 2 | 11.1146
VACANT | STORAGE | Level 2 | 146.9167
VACANT | TOILET - WOMENS | Level 2 | 110.1771
VACANT | STORAGE | Level 2 | 78.5625
VACANT | STORAGE | Level 2 | 93.3333
VACANT | STORAGE | Level 2 | 181.5312
VACANT | VESTIBULE | Level 2 | 31.7118
VACANT | STORAGE | Level 2 | 159.2604
VACANT | 1 BED | Level 5 | 292.8535
VACANT | 1 BED | Level 5 | 230.2275
VACANT | 2 BEDS | Level 5 | 322.7913
VACANT | 2 BEDS | Level 5 | 322.7913
VACANT | 2 BEDS | Level 5 | 322.7913
VACANT | 2 BEDS | Level 5 | 322.7457
VACANT | 1 BED | Level 5 | 229.5277
VACANT | 1 BED | Level 5 | 229.5277
VACANT | 2 BEDS | Level 5 | 322.7457
VACANT | 2 BEDS | Level 5 | 344.0042
VACANT |  | Level 5 | 5.2888
VACANT | 1 BED | Level 5 | 213.475
VACANT | 1 BED | Level 5 | 219.6163
VACANT | OFFICE | Level 5 | 219.6163
VACANT | 1 BED | Level 5 | 247.3292
VACANT | 1 BED - ISOL | Level 5 | 307.1493
VACANT | 1 BED | Level 5 | 189.9214
VACANT | 1 BED | Level 5 | 203.4515
VACANT | 1 BED | Level 5 | 202.1721
VACANT | 1 BED - NEG PRESS | Level 5 | 210.0859
VACANT | DINING - QUIET / 3 BED | Level 5 | 675.2244
VACANT | NURSE STATION | Level 5 | 148.2846
VACANT | VESTIBULE | Level 5 | 327.4023
VACANT | STORAGE | Level 5 | 163.0808
VACANT | TOILET | Level 5 | 48.0607
VACANT | 2 BEDS | Level 5 | 352.312
VACANT |  | Level 5 | 5.3807
VACANT | 2 BEDS | Level 5 | 320.7467
VACANT | 1 BED | Level 5 | 226.8245
VACANT | 1 BED | Level 5 | 219.8307
VACANT | 2 BEDS | Level 5 | 329.9035
VACANT | 2 BEDS | Level 5 | 322.7913
VACANT | 2 BEDS | Level 5 | 322.7913
VACANT | 2 BEDS | Level 5 | 362.9641
VACANT | CONFERENCE | Level 5 | 112.8898
VACANT | CLEAN UTILITY | Level 5 | 481.1861
VACANT | TOILET - STAFF | Level 5 | 61.3125
VACANT | CONFERENCE | Level 5 | 110.6095
VACANT | OFFICE | Level 5 | 136.8741
VACANT | MEDICATION | Level 5 | 98.0558
VACANT | TREATMENT CONF | Level 5 | 113.7167
VACANT | SHOWER | Level 5 | 61.6266
VACANT | SOILED UTILITY | Level 5 | 107.9375
VACANT | TOILET | Level 5 | 50.625
VACANT | MEDICATION | Level 5 | 156.941
VACANT | TUB ROOM | Level 5 | 164.3022
VACANT | CONFERENCE / TRTMNT | Level 5 | 168.6591
VACANT | SOILED UTILITY | Level 5 | 144.4159
VACANT | NOURISHMENT | Level 5 | 124.9112
VACANT | LOUNGE - STAFF | Level 5 | 203.6757
VACANT | NURSE STATION B | Level 5 | 188.6329
VACANT | DICTATION | Level 5 | 29.2708
VACANT | NURSE STATION A | Level 5 | 315.1479
VACANT | ACTIVITY DINING | Level 5 | 1017.1186
VACANT | PT MANAGER | Level 5 | 147.2405
VACANT | OT TREATMENT | Level 5 | 272.6591
VACANT | OFFICE - SPEECH | Level 5 | 89.9392
VACANT | ADMIN | Level 5 | 196.3107
VACANT | ADMIN | Level 5 | 55.0311
VACANT | NEUROPSYCH | Level 5 | 87.5241
VACANT | PT | Level 5 | 690.1507
VACANT | PT / OT OFFICE | Level 5 | 353.0131
VACANT | PATIO | Level 5 | 49.364
VACANT | TOILET | Level 5 | 55.6875
VACANT | OCCUP THERAPY / KITCHEN | Level 5 | 562.4526
VACANT | TOILET | Level 5 | 37.2751
VACANT | NEUROPSYCH | Level 5 | 126.7384
VACANT | OT / PT QUIET TREATMENT | Level 5 | 172.3086
VACANT | PT / OT STAFF OFFICE | Level 5 | 194.5554
VACANT | PT GYM | Level 5 | 734.0033
VACANT | LOCKERS | Level 5 | 35.9375
VACANT | TOILET | Level 5 | 74.2577
VACANT | STORAGE | Level 5 | 16.625
VACANT | TOILET | Level 5 | 41.8166
VACANT | PT | Level 5 | 445.8342
VACANT | PT HYDRO ROOM | Level 5 | 224.0467
VACANT | NEUROPSYCH | Level 5 | 138.1093
VACANT | NEUROPSYCH / EXAM | Level 5 | 170.224
VACANT | OFFICE - SPEECH / EXAM | Level 5 | 129.0625
VACANT | REHAB - SOC SERV | Level 5 | 148.3906
VACANT | OFFICE - SPEECH | Level 5 | 103.9488
VACANT | OFFICE - SPEECH | Level 5 | 96.0938
VACANT | CLINICAL NURSE SPECIALIST | Level 5 | 92.3188
VACANT | NEUROPSYCH | Level 5 | 96.858
VACANT | CORRIDOR | Level 5 | 3204.8969
VACANT | CORRIDOR | Level 5 | 213.0073
VACANT | CORRIDOR | Level 5 | 2016.3103