## Room Schedule ALL
Id | Number | Name | Level: Name | Level Import | Cost Center | Area | Area Import | Notes | Bldg Year | Head Wall Count | Bed Count | Bed Status | Air Tested
1113194 | 2304 | OFFICE | Level 2 | Level 2 | 227-20118 | 253.9151 | 254 | REMOVED BEDS (2) |  |  |  |  | NO
1113299 | 2308 A/B/C/D | OFFICE | Level 2 | Level 2 | 227-20118 | 380.3074 | 380 | REMOVED BEDS (4)
1113195 | 2309 | SHOWER | Level 2 | Level 2 | 227-20118 | 33.0662 | 33
1113197 | 2316 | OFFICE | Level 2 | Level 2 | 227-20118 | 192.2403 | 192 | REMOVED BED
1113202 | 2325 | STORAGE | Level 2 | Level 2 | 227-20118 | 44.9805 | 45 | [5 empty] | YES
1113203 | 2326 | OFFICE | Level 2 | Level 2 | 227-20118 | 222.0414 | 222
1113301 | 2346 A/B/C | OFFICE | Level 2 | Level 2 | 227-20118 | 299.9807 | 300 | REMOVED BEDS (3)
447809 | 3158 | CONFERENCE | Level 3 | Level 3 | 26010 | 243.077
447810 | 3159 | OFFICE | Level 3 | Level 3 | 26010 | 75.9907
447811 | 3160 | 1 BED | Level 3 | Level 3 | 26010 | 192.3303 |  | ACTIVE BED (CARDIAC ICU) |  |  | 1 | ACTIVE 7/22/14
447812 | 3161 | PRINTING | Level 3 | Level 3 | 26010 | 40.7519
447813 | 3162 | 1 BED | Level 3 | Level 3 | 26010 | 239.0613 |  | ACTIVE BED (CARDIAC ICU) |  |  | 1 | ACTIVE 7/22/14
447814 | 3163 | TOILET - STAFF | Level 3 | Level 3 | 26010 | 42.5613
447815 | 3164 | 1 BED | Level 3 | Level 3 | 26010 | 204.9817 |  | ACTIVE BED (CARDIAC ICU) |  |  | 1 | ACTIVE 7/22/14
447816 | 3165 | NURSE STATION | Level 3 | Level 3 | 26010 | 141.8649
447817 | 3166 | 1 BED | Level 3 | Level 3 | 26010 | 184.5554 |  | ACTIVE BED (CARDIAC ICU) |  |  | 1 | ACTIVE 7/22/14
447818 | 3167 | CLEAN UTILITY | Level 3 | Level 3 | 26010 | 100.1391 | [6 empty] | YES
447819 | 3168 | 1 BED | Level 3 | Level 3 | 26010 | 211.8138 |  | ACTIVE BED (CARDIAC ICU) |  |  | 1 | ACTIVE 7/22/14
447820 | 3169 | PANTRY | Level 3 | Level 3 | 26010 | 79.8729
447821 | 3170 | 1 BED | Level 3 | Level 3 | 26010 | 198.3769 |  | ACTIVE BED (CARDIAC ICU) |  |  | 1 | ACTIVE 7/22/14
1113401 | 4106 | CORRIDOR | Level 4 | Level 4 | 26010 | 610.3229 | 610
1113402 | 4107 | TOILET - STAFF | Level 4 | Level 4 | 26010 | 48.5742 | 49
1113403 | 4108 | ICU 3 | Level 4 | Level 4 | 26010 | 217.9551 | 218 | [5 empty] | NO
1113404 | 4109 | PANTRY | Level 4 | Level 4 | 26010 | 121.299 | 121
1113405 | 4110 | 1 BED | Level 4 | Level 4 | 26010 | 293.465 | 293 | ACTIVE BED (ICU)
1113406 | 4111 | LAB - ABG | Level 4 | Level 4 | 26010 | 109.4677 | 109 | [5 empty] | NO
1113407 | 4112 | 1 BED | Level 4 | Level 4 | 26010 | 261.2004 | 261 | ACTIVE BED (ICU)
1113408 | 4113 | CONFERENCE | Level 4 | Level 4 | 26010 | 107.3602 | 107
1113409 | 4114 | 1 BED | Level 4 | Level 4 | 26010 | 255.8825 | 256 | ACTIVE BED (ICU)
1113410 | 4115 | LOCKERS | Level 4 | Level 4 | 26010 | 98.3005 | 98
1113411 | 4116 | 1 BED | Level 4 | Level 4 | 26010 | 255.0705 | 255 | ACTIVE BED (ICU)
1113412 | 4117 | MEDICATION | Level 4 | Level 4 | 26010 | 98.842 | 99
1113413 | 4118 | 1 BED | Level 4 | Level 4 | 26010 | 261.5094 | 262 | ACTIVE BED (ICU)
1113414 | 4119 | SOILED UTILITY | Level 4 | Level 4 | 26010 | 95.8952 | 96 | [5 empty] | YES
1113415 | 4120 | 1 BED | Level 4 | Level 4 | 26010 | 292.1036 | 292 | ACTIVE BED (ICU)
1113416 | 4121 | INTENSIVIST | Level 4 | Level 4 | 26010 | 180.9507 | 180
1113417 | 4123 | OFFICE | Level 4 | Level 4 | 26010 | 154.9683 | 155
1113418 | 4125 | OFFICE | Level 4 | Level 4 | 26010 | 122.5317 | 123
1113419 | 4130 | 1 BED - ISOL | Level 4 | Level 4 | 26010 | 236.4904 | 236 | ACTIVE BED (ICU ISOL) |  |  |  |  | YES
1113420 | 4131 | SHOWER | Level 4 | Level 4 | 26010 | 51.9119 | 52
1113603 | 4131A | TOILET - STAFF | Level 4 | Level 4 | 26010 | 28.8829 | 29
1113421 | 4132 | 1 BED | Level 4 | Level 4 | 26010 | 208.9148 | 209 | ACTIVE BED (ICU)
1113423 | 4134 | 1 BED | Level 4 | Level 4 | 26010 | 209.1314 | 209 | ACTIVE BED (ICU)
1113424 | 4135 | CLEAN UTILITY | Level 4 | Level 4 | 26010 | 117.1363 | 117 | [5 empty] | YES
1113425 | 4136 | 1 BED | Level 4 | Level 4 | 26010 | 209.1314 | 209 | ACTIVE BED (ICU)
1113426 | 4137 | CONFERENCE | Level 4 | Level 4 | 26010 | 142.7311 | 143
1113427 | 4138 | 1 BED | Level 4 | Level 4 | 26010 | 209.0111 | 209 | ACTIVE BED (ICU)
1113428 | 4139 | PANTRY | Level 4 | Level 4 | 26010 | 84.7872 | 85
1113604 | 4139A | STORAGE | Level 4 | Level 4 | 26010 | 53.9991 | 54
1113429 | 4140 | 1 BED | Level 4 | Level 4 | 26010 | 209.0051 | 209 | ACTIVE BED (ICU)
1113430 | 4141 | SOILED UTILITY | Level 4 | Level 4 | 26010 | 111.0071 | 111 | [5 empty] | YES
1113606 | 4141B | MEDICATION | Level 4 | Level 4 | 26010 | 84.3575 | 84
1113431 | 4142 | 1 BED | Level 4 | Level 4 | 26010 | 208.8584 | 209 | ACTIVE BED (ICU)
1113432 | 4143 | LOCKERS | Level 4 | Level 4 | 26010 | 83.8907 | 84
1113433 | 4144 | 1 BED | Level 4 | Level 4 | 26010 | 209.0129 | 209 | ACTIVE BED (ICU)
1113434 | 4145 | TOILET - STAFF | Level 4 | Level 4 | 26010 | 25.7833 | 26
1113435 | 4146 | 1 BED | Level 4 | Level 4 | 26010 | 209.0129 | 209 | ACTIVE BED (ICU)
1113436 | 4147 | CLEAN UTILITY | Level 4 | Level 4 | 26010 | 125.4402 | 125 | [5 empty] | YES
1113437 | 4148 | 1 BED | Level 4 | Level 4 | 26010 | 209.0129 | 209 | ACTIVE BED (ICU)
1113438 | 4150 | 1 BED | Level 4 | Level 4 | 26010 | 208.9089 | 209 | ACTIVE BED (ICU)
1113439 | 4151 | SHOWER | Level 4 | Level 4 | 26010 | 37.3893 | 37
1113607 | 4151A | TOILET - STAFF | Level 4 | Level 4 | 26010 | 36.0168 | 36
1113608 | 4151B | STORAGE | Level 4 | Level 4 | 26010 | 47.6054 | 48
1113440 | 4152 | 1 BED | Level 4 | Level 4 | 26010 | 219.5807 | 219 | ACTIVE BED (ICU)
1113442 | 4154 | ICU 4 | Level 4 | Level 4 | 26010 | 224.2222 | 224 | [5 empty] | NO
1113443 | 4155 | ICU 5 | Level 4 | Level 4 | 26010 | 228.4316 | 228 | [5 empty] | NO
1113444 | 4156 | CORRIDOR | Level 4 | Level 4 | 26010 | 1324.4966 | 1324
1113445 | 4160 | 1 BED | Level 4 | Level 4 | 26010 | 266.1689 | 266 | ACTIVE BED (ICU)
1113446 | 4161 | CONFERENCE / WORK | Level 4 | Level 4 | 26010 | 149.1593 | 149
1113447 | 4162 | 1 BED | Level 4 | Level 4 | 26010 | 207.8742 | 208 | ACTIVE BED (ICU)
1113448 | 4163 | CLEAN UTILITY | Level 4 | Level 4 | 26010 | 102.7735 | 103 | [5 empty] | YES
1113449 | 4164 | 1 BED | Level 4 | Level 4 | 26010 | 211.9418 | 212 | ACTIVE BED (ICU)
1113450 | 4165 | WAITING | Level 4 | Level 4 | 26010 | 828.7271 | 829
1113451 | 4166 | 1 BED | Level 4 | Level 4 | 26010 | 211.9418 | 212 | ACTIVE BED (ICU)
1113452 | 4167 | SOILED UTILITY | Level 4 | Level 4 | 26010 | 88.7118 | 89 | [5 empty] | YES
1113453 | 4168 | 1 BED | Level 4 | Level 4 | 26010 | 212.1268 | 212 | ACTIVE BED (ICU)
1113454 | 4169 | MEDICATION | Level 4 | Level 4 | 26010 | 77.2143 | 77
1113455 | 4170 | 1 BED | Level 4 | Level 4 | 26010 | 211.7567 | 212 | ACTIVE BED (ICU)
1113609 | 4171A | LOCKERS | Level 4 | Level 4 | 26010 | 25.7509 | 26
1113610 | 4171B | STORAGE | Level 4 | Level 4 | 26010 | 21.4079 | 21
1113457 | 4172 | 1 BED | Level 4 | Level 4 | 26010 | 212.0789 | 212 | ACTIVE BED (ICU)
1113458 | 4173 | PANTRY | Level 4 | Level 4 | 26010 | 84.4759 | 85
1113459 | 4174 | 1 BED | Level 4 | Level 4 | 26010 | 183.1947 | 183 | ACTIVE BED (ICU)
1113461 | 4176 | 1 BED | Level 4 | Level 4 | 26010 | 237.9765 | 238 | ACTIVE BED (ICU)
1113462 | 4177 | CLEAN UTILITY | Level 4 | Level 4 | 26010 | 125.4557 | 125 | [5 empty] | YES
1113463 | 4178 | 1 BED | Level 4 | Level 4 | 26010 | 245.7488 | 246 | ACTIVE BED (ICU)
1113465 | 4180 | 1 BED | Level 4 | Level 4 | 26010 | 245.597 | 246 | ACTIVE BED (ICU)
1113466 | 4181 | LOUNGE | Level 4 | Level 4 | 26010 | 105.2384 | 105
1113467 | 4182 | 1 BED - ISOL | Level 4 | Level 4 | 26010 | 278.8721 | 278 | ACTIVE BED (ICU ISOL) |  |  |  |  | YES
1113468 | 4183 | QUIET ROOM | Level 4 | Level 4 | 26010 | 89.4428 | 89
1113469 | 4184 | ICU 1 | Level 4 | Level 4 | 26010 | 219.9932 | 220 | [5 empty] | NO
1113470 | 4185 | EQUIP | Level 4 | Level 4 | 26010 | 90.211 | 90
1113471 | 4186 | ICU 2 | Level 4 | Level 4 | 26010 | 238.203 | 238 | [5 empty] | NO
1113472 | 4187 | STORAGE | Level 4 | Level 4 | 26010 | 131.4989 | 131 | ASK DIANE: ROOM 4709 ??
1113474 | 4190 | CORRIDOR | Level 4 | Level 4 | 26010 | 1243.9639 | 1244
1113476 | 4193 | STORAGE | Level 4 | Level 4 | 26010 | 64.8445 | 65
1113653 | C406 | CORRIDOR | Level 4 | Level 4 | 26010 | 1178.0411 | 1178
1113654 | C407 | CORRIDOR | Level 4 | Level 4 | 26010 | 1520.5329 | 1520
1114119 | 8709 | EQUIPMENT STORAGE | Level 8 | Level 8 | 26152 | 434.0459 | 434 |  | PCP
1114120 | 8710 | PATIENT ROOM | Level 8 | Level 8 | 26152 | 284.7963 | 285 |  | PCP
1114121 | 8711 | PATIENT ROOM | Level 8 | Level 8 | 26152 | 291.0128 | 291 |  | PCP
1114122 | 8712 | PATIENT ROOM | Level 8 | Level 8 | 26152 | 280.1143 | 280 |  | PCP
1114123 | 8713 | PATIENT ROOM | Level 8 | Level 8 | 26152 | 295.6419 | 296 |  | PCP
1114125 | 8715 | ACCESSIBLE PATIENT TOILET | Level 8 | Level 8 | 26152 | 73.1838 | 73 |  | PCP
1114126 | 8716 | MULTIPURPOSE ROOM | Level 8 | Level 8 | 26152 | 123.054 | 123 |  | PCP
1114127 | 8717 | PATIENT ROOM | Level 8 | Level 8 | 26152 | 284.7941 | 285 |  | PCP
1114128 | 8718 | ACCESSIBLE PATIENT ROOM | Level 8 | Level 8 | 26152 | 382.9761 | 383 |  | PCP
1114129 | 8719 | MEDS | Level 8 | Level 8 | 26152 | 143.7518 | 144 | ASK DIANE: ROOM NO | PCP
1114130 | 8720 | SOILED UTILITY | Level 8 | Level 8 | 26152 | 151.5213 | 152 |  | PCP
1114131 | 8721 | PATIENT ROOM | Level 8 | Level 8 | 26152 | 281.9515 | 282 |  | PCP
1114132 | 8722 | PATIENT ROOM | Level 8 | Level 8 | 26152 | 292.2489 | 292 |  | PCP
1114133 | 8723 | EQUIPMENT STORAGE | Level 8 | Level 8 | 26152 | 111.2988 | 111 |  | PCP
1114134 | 8724 | OFFICE - SHARED | Level 8 | Level 8 | 26152 | 100.6693 | 101 |  | PCP
1114135 | 8725 | PATIENT ROOM | Level 8 | Level 8 | 26152 | 293.2113 | 293 |  | PCP
1114136 | 8726 | LINEN ALCOVE | Level 8 | Level 8 | 26152 | 25.206 | 25 |  | PCP
1114137 | 8727 | ACCESSIBLE ISOLATION ROOM | Level 8 | Level 8 | 26152 | 289.5835 | 290 |  | PCP
1114138 | 8728 | ANTE ROOM | Level 8 | Level 8 | 26152 | 102.2884 | 102 |  | PCP
1114139 | 8729 | ACCESSIBLE ISOLATION ROOM | Level 8 | Level 8 | 26152 | 288.2853 | 288 |  | PCP
1114140 | 8734 | EQUIPMENT STORAGE | Level 8 | Level 8 | 26152 | 107.2563 | 107 |  | PCP
1114141 | 8735 | STAFF LOUNGE | Level 8 | Level 8 | 26152 | 204.287 | 204 |  | PCP
1114171 | 8735A | ACCESSIBLE STAFF TOILET | Level 8 | Level 8 | 26152 | 67.042 | 67 |  | PCP
1114142 | 8736 | PATIENT ROOM | Level 8 | Level 8 | 26152 | 284.6633 | 285 |  | PCP
1114143 | 8737 | PATIENT ROOM | Level 8 | Level 8 | 26152 | 292.5274 | 293 |  | PCP
1114144 | 8738 | PATIENT ROOM | Level 8 | Level 8 | 26152 | 292.7222 | 293 |  | PCP
1114145 | 8739 | PATIENT ROOM | Level 8 | Level 8 | 26152 | 283.4341 | 283 |  | PCP
1114146 | 8741 | PATIENT ROOM | Level 8 | Level 8 | 26152 | 290.7716 | 291 |  | PCP
1114147 | 8743 | PATIENT ROOM | Level 8 | Level 8 | 26152 | 317.1734 | 317 |  | PCP
1114148 | 8744 | OFFICE - SHARED | Level 8 | Level 8 | 26152 | 126.6611 | 127 |  | PCP
1114149 | 8745 | PATIENT ROOM | Level 8 | Level 8 | 26152 | 316.1701 | 316 |  | PCP
1114150 | 8746 | PATIENT ROOM | Level 8 | Level 8 | 26152 | 316.2157 | 316 |  | PCP
1114151 | 8747 | PATIENT ROOM | Level 8 | Level 8 | 26152 | 325.9365 | 326 |  | PCP
1114152 | 8748 | PATIENT ROOM | Level 8 | Level 8 | 26152 | 311.0353 | 311 |  | PCP
1114153 | 8749 | CLEAN UTILITY | Level 8 | Level 8 | 26152 | 150.48 | 151 |  | PCP
1114154 | 8750 | PATIENT ROOM | Level 8 | Level 8 | 26152 | 323.8631 | 324 |  | PCP
1114155 | 8751 | PATIENT ROOM | Level 8 | Level 8 | 26152 | 324.614 | 325 |  | PCP
1114156 | 8752 | NURSE STATION | Level 8 | Level 8 | 26152 | 459.8753 | 460 |  | PCP
1114172 | 8752A | TELEMETRY | Level 8 | Level 8 | 26152 | 58.0468 | 58 |  | PCP
1114157 | 8755 | PATIENT ROOM | Level 8 | Level 8 | 26152 | 312.1708 | 312 |  | PCP
1114158 | 8756 | PATIENT ROOM | Level 8 | Level 8 | 26152 | 296.5205 | 297 |  | PCP
1114159 | 8757 | PATIENT ROOM | Level 8 | Level 8 | 26152 | 308.5703 | 309 |  | PCP
1114160 | 8758 | OFFICE - MGR | Level 8 | Level 8 | 26152 | 81.7728 | 82 |  | PCP
1114161 | 8759 | PATIENT ROOM | Level 8 | Level 8 | 26152 | 296.5659 | 297 |  | PCP
1114164 | 8762 | NOURISHMENT | Level 8 | Level 8 | 26152 | 142.6168 | 143 |  | PCP
1114165 | 8763 | PATIENT ROOM | Level 8 | Level 8 | 26152 | 309.8678 | 310 |  | PCP
1114166 | 8764 | PATIENT ROOM | Level 8 | Level 8 | 26152 | 301.588 | 302 |  | PCP
1114167 | 8765 | ACCESSIBLE PATIENT ROOM | Level 8 | Level 8 | 26152 | 344.4147 | 344 |  | PCP
1114168 | 8766 | WAITING | Level 8 | Level 8 | 26152 | 440.0548 | 440 |  | PCP
1114169 | 8780 | PHYSICIAN WORK | Level 8 | Level 8 | 26152 | 120.6838 | 121 |  | PCP
1114170 | 8781 | X-RAY ALCOVE | Level 8 | Level 8 | 26152 | 54.0017 | 54 |  | PCP
1113823 | 5709 | EQUIPMENT STORAGE | Level 5 | Level 5 | 26153 | 143.7311 | 144 |  | PCP
1113824 | 5710 | PATIENT ROOM | Level 5 | Level 5 | 26153 | 284.9963 | 285 |  | PCP
1113825 | 5711 | PATIENT ROOM | Level 5 | Level 5 | 26153 | 291.1849 | 291 |  | PCP
1113826 | 5712 | PATIENT ROOM | Level 5 | Level 5 | 26153 | 280.2163 | 280 |  | PCP
1113827 | 5713 | PATIENT ROOM | Level 5 | Level 5 | 26153 | 295.7458 | 296 |  | PCP
1113829 | 5715 | ACCESSIBLE PATIENT TOILET | Level 5 | Level 5 | 26153 | 73.1819 | 73 |  | PCP
1113830 | 5716 | MULTIPURPOSE ROOM | Level 5 | Level 5 | 26153 | 122.995 | 123 |  | PCP
1113831 | 5717 | PATIENT ROOM | Level 5 | Level 5 | 26153 | 284.7954 | 285 |  | PCP
1113832 | 5718 | ACCESSIBLE PATIENT ROOM | Level 5 | Level 5 | 26153 | 383.0839 | 383 |  | PCP
1113833 | 5719 | MEDS | Level 5 | Level 5 | 26153 | 143.7316 | 144 | ASK DIANE: ROOM NO | PCP
1113834 | 5720 | SOILED UTILITY | Level 5 | Level 5 | 26153 | 151.5401 | 152 |  | PCP
1113835 | 5721 | PATIENT ROOM | Level 5 | Level 5 | 26153 | 281.5966 | 282 |  | PCP
1113836 | 5722 | PATIENT ROOM | Level 5 | Level 5 | 26153 | 292.111 | 292 |  | PCP
1113837 | 5723 | EQUIPMENT STORAGE | Level 5 | Level 5 | 26153 | 111.3113 | 111 |  | PCP
1113838 | 5724 | OFFICE - SHARED | Level 5 | Level 5 | 26153 | 100.7385 | 101 |  | PCP
1113839 | 5725 | PATIENT ROOM | Level 5 | Level 5 | 26153 | 293.15 | 293 |  | PCP
1113840 | 5726 | LINEN ALCOVE | Level 5 | Level 5 | 26153 | 25.2179 | 25 |  | PCP
1113841 | 5727 | ACCESSIBLE ISOLATION ROOM | Level 5 | Level 5 | 26153 | 289.7981 | 290 |  | PCP
1113842 | 5728 | ANTE ROOM | Level 5 | Level 5 | 26153 | 102.0738 | 102 |  | PCP
1113843 | 5729 | ACCESSIBLE ISOLATION ROOM | Level 5 | Level 5 | 26153 | 288.2513 | 288 |  | PCP
1113844 | 5734 | EQUIPMENT STORAGE | Level 5 | Level 5 | 26153 | 146.9736 | 147 |  | PCP
1113845 | 5735 | STAFF LOUNGE | Level 5 | Level 5 | 26153 | 204.287 | 204 |  | PCP
1113916 | 5735A | ACCESSIBLE STAFF TOILET | Level 5 | Level 5 | 26153 | 65.109 | 65 |  | PCP
1113846 | 5736 | PATIENT ROOM | Level 5 | Level 5 | 26153 | 284.6633 | 285 |  | PCP
1113847 | 5737 | PATIENT ROOM | Level 5 | Level 5 | 26153 | 292.5091 | 293 |  | PCP
1113848 | 5738 | PATIENT ROOM | Level 5 | Level 5 | 26153 | 292.7222 | 293 |  | PCP
1113849 | 5739 | PATIENT ROOM | Level 5 | Level 5 | 26153 | 283.4158 | 283 |  | PCP
1113850 | 5741 | PATIENT ROOM | Level 5 | Level 5 | 26153 | 290.8045 | 291 |  | PCP
1113851 | 5743 | PATIENT ROOM | Level 5 | Level 5 | 26153 | 317.5691 | 317 |  | PCP
1113852 | 5744 | OFFICE - SHARED | Level 5 | Level 5 | 26153 | 126.5969 | 127 |  | PCP
1113853 | 5745 | PATIENT ROOM | Level 5 | Level 5 | 26153 | 315.9183 | 316 |  | PCP
1113854 | 5746 | PATIENT ROOM | Level 5 | Level 5 | 26153 | 315.9758 | 316 |  | PCP
1113855 | 5747 | PATIENT ROOM | Level 5 | Level 5 | 26153 | 325.8293 | 326 |  | PCP
1113856 | 5748 | PATIENT ROOM | Level 5 | Level 5 | 26153 | 310.6376 | 311 |  | PCP
1113857 | 5749 | CLEAN UTILITY | Level 5 | Level 5 | 26153 | 150.5026 | 151 |  | PCP
1113858 | 5750 | PATIENT ROOM | Level 5 | Level 5 | 26153 | 323.8986 | 324 |  | PCP
1113859 | 5751 | PATIENT ROOM | Level 5 | Level 5 | 26153 | 324.9186 | 325 |  | PCP
1113860 | 5752 | NURSE STATION | Level 5 | Level 5 | 26153 | 459.5455 | 460 |  | PCP
1113917 | 5752A | TELEMETRY | Level 5 | Level 5 | 26153 | 58.018 | 58 |  | PCP
1113861 | 5755 | PATIENT ROOM | Level 5 | Level 5 | 26153 | 312.3436 | 312 |  | PCP
1113862 | 5756 | PATIENT ROOM | Level 5 | Level 5 | 26153 | 296.6855 | 297 |  | PCP
1113863 | 5757 | PATIENT ROOM | Level 5 | Level 5 | 26153 | 308.5699 | 309 |  | PCP
1113864 | 5758 | OFFICE - MGR | Level 5 | Level 5 | 26153 | 81.7712 | 82 |  | PCP
1113865 | 5759 | PATIENT ROOM | Level 5 | Level 5 | 26153 | 296.6075 | 297 |  | PCP
1113868 | 5762 | NOURISHMENT | Level 5 | Level 5 | 26153 | 142.5295 | 143 |  | PCP
1113869 | 5763 | PATIENT ROOM | Level 5 | Level 5 | 26153 | 309.755 | 310 |  | PCP
1113870 | 5764 | PATIENT ROOM | Level 5 | Level 5 | 26153 | 301.5114 | 302 |  | PCP
1113871 | 5765 | ACCESSIBLE PATIENT ROOM | Level 5 | Level 5 | 26153 | 344.3309 | 344 |  | PCP
1113872 | 5766 | WAITING | Level 5 | Level 5 | 26153 | 440.2722 | 440 |  | PCP
1113873 | 5780 | PHYSICIAN WORK | Level 5 | Level 5 | 26153 | 120.6823 | 121 |  | PCP
1113874 | 5781 | X-RAY ALCOVE | Level 5 | Level 5 | 26153 | 54.0513 | 54 |  | PCP
1113875 | 5787 | CORRIDOR | Level 5 | Level 5 | 26153 | 481.871 | 482 | ASK DIANE: FCM ?? | PCP
1114190 | 9709 | EQUIPMENT STORAGE | Level 9 | Level 9 | 26154 | 436.9222 | 437 |  | PCP
1114191 | 9710 | PATIENT ROOM | Level 9 | Level 9 | 26154 | 284.9963 | 285 |  | PCP
1114192 | 9711 | PATIENT ROOM | Level 9 | Level 9 | 26154 | 291.1163 | 291 |  | PCP
1114193 | 9712 | PATIENT ROOM | Level 9 | Level 9 | 26154 | 280.2163 | 280 |  | PCP
1114194 | 9713 | PATIENT ROOM | Level 9 | Level 9 | 26154 | 295.7458 | 296 |  | PCP
1114196 | 9715 | TUB ROOM | Level 9 | Level 9 | 26154 | 107.5604 | 108 |  | PCP
1114197 | 9716 | STORAGE | Level 9 | Level 9 | 26154 | 99.5526 | 99 |  | PCP
1114198 | 9717 | PATIENT ROOM | Level 9 | Level 9 | 26154 | 284.8141 | 285 |  | PCP
1114199 | 9718 | ACCESSIBLE PATIENT ROOM | Level 9 | Level 9 | 26154 | 383.1166 | 383 |  | PCP
1114200 | 9719 | CLEAN UTILITY | Level 9 | Level 9 | 26154 | 143.9295 | 144 | ASK DIANE: FUNC AND NO | PCP
1114201 | 9720 | SOILED UTILITY | Level 9 | Level 9 | 26154 | 151.5213 | 152 | ASK DIANE: FUNC AND NO | PCP
1114202 | 9721 | PATIENT ROOM | Level 9 | Level 9 | 26154 | 282.2729 | 282 |  | PCP
1114203 | 9722 | PATIENT ROOM | Level 9 | Level 9 | 26154 | 291.8582 | 292 |  | PCP
1114204 | 9723 | EQUIPMENT STORAGE | Level 9 | Level 9 | 26154 | 111.1939 | 111 |  | PCP
1114205 | 9724 | OFFICE - SHARED | Level 9 | Level 9 | 26154 | 100.671 | 101 |  | PCP
1114206 | 9725 | PATIENT ROOM | Level 9 | Level 9 | 26154 | 293.2672 | 293 |  | PCP
1114207 | 9726 | LINEN ALCOVE | Level 9 | Level 9 | 26154 | 25.2355 | 25 |  | PCP
1114208 | 9727 | ACCESSIBLE ISOLATION ROOM | Level 9 | Level 9 | 26154 | 289.5835 | 290 |  | PCP
1114209 | 9728 | ANTE ROOM | Level 9 | Level 9 | 26154 | 102.2884 | 102 |  | PCP
1114210 | 9729 | ACCESSIBLE ISOLATION ROOM | Level 9 | Level 9 | 26154 | 288.233 | 288 |  | PCP
1114211 | 9734 | EQUIPMENT STORAGE | Level 9 | Level 9 | 26154 | 104.3979 | 104 |  | PCP
1114212 | 9735 | STAFF LOUNGE | Level 9 | Level 9 | 26154 | 204.287 | 204 |  | PCP
1114242 | 9735A | ACCESSIBLE STAFF TOILET | Level 9 | Level 9 | 26154 | 67.042 | 67 |  | PCP
1114213 | 9736 | PATIENT ROOM | Level 9 | Level 9 | 26154 | 284.6816 | 285 |  | PCP
1114214 | 9737 | PATIENT ROOM | Level 9 | Level 9 | 26154 | 292.5092 | 293 |  | PCP
1114215 | 9738 | PATIENT ROOM | Level 9 | Level 9 | 26154 | 292.7405 | 293 |  | PCP
1114216 | 9739 | PATIENT ROOM | Level 9 | Level 9 | 26154 | 283.3933 | 283 |  | PCP
1114217 | 9741 | PATIENT ROOM | Level 9 | Level 9 | 26154 | 290.7741 | 291 |  | PCP
1114218 | 9743 | PATIENT ROOM | Level 9 | Level 9 | 26154 | 317.1048 | 317 |  | PCP
1114219 | 9744 | OFFICE - SHARED | Level 9 | Level 9 | 26154 | 126.6435 | 127 |  | PCP
1114220 | 9745 | PATIENT ROOM | Level 9 | Level 9 | 26154 | 316.0893 | 316 |  | PCP
1114221 | 9746 | PATIENT ROOM | Level 9 | Level 9 | 26154 | 316.2331 | 316 |  | PCP
1114222 | 9747 | PATIENT ROOM | Level 9 | Level 9 | 26154 | 326.0889 | 322 |  | PCP
1114223 | 9748 | PATIENT ROOM | Level 9 | Level 9 | 26154 | 311.1957 | 311 |  | PCP
1114224 | 9749 | NOURISHMENT | Level 9 | Level 9 | 26154 | 150.48 | 151 | ASK DIANE: FUNC AND NO | PCP
1114225 | 9750 | PATIENT ROOM | Level 9 | Level 9 | 26154 | 324.2337 | 324 |  | PCP
1114226 | 9751 | PATIENT ROOM | Level 9 | Level 9 | 26154 | 324.6725 | 325 |  | PCP
1114227 | 9752 | NURSE STATION | Level 9 | Level 9 | 26154 | 460.768 | 460 |  | PCP
1114243 | 9752A | TELEMETRY | Level 9 | Level 9 | 26154 | 58.0464 | 58 |  | PCP
1114228 | 9755 | PATIENT ROOM | Level 9 | Level 9 | 26154 | 312.3474 | 312 |  | PCP
1114229 | 9756 | PATIENT ROOM | Level 9 | Level 9 | 26154 | 296.6927 | 297 |  | PCP
1114230 | 9757 | PATIENT ROOM | Level 9 | Level 9 | 26154 | 308.5699 | 309 |  | PCP
1114231 | 9758 | OFFICE - MGR | Level 9 | Level 9 | 26154 | 81.7721 | 82 |  | PCP
1114232 | 9759 | PATIENT ROOM | Level 9 | Level 9 | 26154 | 296.6059 | 297 |  | PCP
1114235 | 9762 | NOURISHMENT | Level 9 | Level 9 | 26154 | 142.6782 | 143 |  | PCP
1114236 | 9763 | PATIENT ROOM | Level 9 | Level 9 | 26154 | 309.8238 | 310 |  | PCP
1114237 | 9764 | PATIENT ROOM | Level 9 | Level 9 | 26154 | 301.5115 | 302 |  | PCP
1114238 | 9765 | ACCESSIBLE PATIENT ROOM | Level 9 | Level 9 | 26154 | 344.4663 | 344 |  | PCP
1114239 | 9766 | WAITING | Level 9 | Level 9 | 26154 | 439.5232 | 440 |  | PCP
1114240 | 9780 | PHYSICIAN WORK | Level 9 | Level 9 | 26154 | 120.679 | 121 |  | PCP
1114241 | 9781 | X-RAY ALCOVE | Level 9 | Level 9 | 26154 | 54.0017 | 54 |  | PCP
1114043 | 7709 | EQUIPMENT STORAGE | Level 7 | Level 7 | 26163 | 434.0459 | 434 |  | PCP
1114044 | 7710 | PATIENT ROOM | Level 7 | Level 7 | 26163 | 284.8265 | 285 |  | PCP
1114045 | 7711 | PATIENT ROOM | Level 7 | Level 7 | 26163 | 291.1163 | 291 |  | PCP
1114046 | 7712 | PATIENT ROOM | Level 7 | Level 7 | 26163 | 280.044 | 280 |  | PCP
1114047 | 7713 | PATIENT ROOM | Level 7 | Level 7 | 26163 | 296.3409 | 296 |  | PCP
1114049 | 7715 | ACCESSIBLE PATIENT TOILET | Level 7 | Level 7 | 26163 | 73.1819 | 73 |  | PCP
1114050 | 7716 | MULTIPURPOSE ROOM | Level 7 | Level 7 | 26163 | 123.0264 | 123 |  | PCP
1114051 | 7717 | PATIENT ROOM | Level 7 | Level 7 | 26163 | 284.798 | 285 |  | PCP
1114052 | 7718 | ACCESSIBLE PATIENT ROOM | Level 7 | Level 7 | 26163 | 383.0839 | 383 |  | PCP
1114053 | 7719 | MEDS | Level 7 | Level 7 | 26163 | 143.7575 | 144 | ASK DIANE: ROOM NO | PCP
1114054 | 7720 | SOILED UTILITY | Level 7 | Level 7 | 26163 | 151.5213 | 152 |  | PCP
1114055 | 7721 | PATIENT ROOM | Level 7 | Level 7 | 26163 | 281.8067 | 282 |  | PCP
1114056 | 7722 | PATIENT ROOM | Level 7 | Level 7 | 26163 | 292.2374 | 292 |  | PCP
1114057 | 7723 | EQUIPMENT STORAGE | Level 7 | Level 7 | 26163 | 111.2783 | 111 |  | PCP
1114058 | 7724 | OFFICE - SHARED | Level 7 | Level 7 | 26163 | 100.701 | 101 |  | PCP
1114059 | 7725 | PATIENT ROOM | Level 7 | Level 7 | 26163 | 293.2113 | 293 |  | PCP
1114060 | 7726 | LINEN ALCOVE | Level 7 | Level 7 | 26163 | 25.2059 | 25 |  | PCP
1114061 | 7727 | ACCESSIBLE ISOLATION ROOM | Level 7 | Level 7 | 26163 | 289.5835 | 290 |  | PCP
1114062 | 7728 | ANTE ROOM | Level 7 | Level 7 | 26163 | 102.2884 | 102 |  | PCP
1114063 | 7729 | ACCESSIBLE ISOLATION ROOM | Level 7 | Level 7 | 26163 | 288.3158 | 288 |  | PCP
1114064 | 7734 | EQUIPMENT STORAGE | Level 7 | Level 7 | 26163 | 104.3979 | 104 |  | PCP
1114065 | 7735 | STAFF LOUNGE | Level 7 | Level 7 | 26163 | 204.287 | 204 |  | PCP
1114095 | 7735A | ACCESSIBLE STAFF TOILET | Level 7 | Level 7 | 26163 | 67.042 | 67 |  | PCP
1114066 | 7736 | PATIENT ROOM | Level 7 | Level 7 | 26163 | 284.6633 | 285 |  | PCP
1114067 | 7737 | PATIENT ROOM | Level 7 | Level 7 | 26163 | 292.5274 | 293 |  | PCP
1114068 | 7738 | PATIENT ROOM | Level 7 | Level 7 | 26163 | 292.7222 | 293 |  | PCP
1114069 | 7739 | PATIENT ROOM | Level 7 | Level 7 | 26163 | 283.3933 | 283 |  | PCP
1114070 | 7741 | PATIENT ROOM | Level 7 | Level 7 | 26163 | 290.7964 | 291 |  | PCP
1114071 | 7743 | PATIENT ROOM | Level 7 | Level 7 | 26163 | 317.1733 | 317 |  | PCP
1114072 | 7744 | OFFICE - SHARED | Level 7 | Level 7 | 26163 | 126.6364 | 127 |  | PCP
1114073 | 7745 | PATIENT ROOM | Level 7 | Level 7 | 26163 | 316.4185 | 316 |  | PCP
1114074 | 7746 | PATIENT ROOM | Level 7 | Level 7 | 26163 | 316.4378 | 316 |  | PCP
1114075 | 7747 | PATIENT ROOM | Level 7 | Level 7 | 26163 | 325.9932 | 326 |  | PCP
1114076 | 7748 | PATIENT ROOM | Level 7 | Level 7 | 26163 | 310.7134 | 311 |  | PCP
1114077 | 7749 | CLEAN UTILITY | Level 7 | Level 7 | 26163 | 150.48 | 151 |  | PCP
1114078 | 7750 | PATIENT ROOM | Level 7 | Level 7 | 26163 | 324.2673 | 324 |  | PCP
1114079 | 7751 | PATIENT ROOM | Level 7 | Level 7 | 26163 | 324.8501 | 325 |  | PCP
1114080 | 7752 | NURSE STATION | Level 7 | Level 7 | 26163 | 460.3597 | 460 |  | PCP
1114096 | 7752A | TELEMETRY | Level 7 | Level 7 | 26163 | 58.018 | 58 |  | PCP
1114081 | 7755 | PATIENT ROOM | Level 7 | Level 7 | 26163 | 312.3447 | 312 |  | PCP
1114082 | 7756 | PATIENT ROOM | Level 7 | Level 7 | 26163 | 296.6855 | 297 |  | PCP
1114083 | 7757 | PATIENT ROOM | Level 7 | Level 7 | 26163 | 308.57 | 309 |  | PCP
1114084 | 7758 | OFFICE - MGR | Level 7 | Level 7 | 26163 | 81.7721 | 82 |  | PCP
1114085 | 7759 | PATIENT ROOM | Level 7 | Level 7 | 26163 | 296.6076 | 297 |  | PCP
1114088 | 7762 | NOURISHMENT | Level 7 | Level 7 | 26163 | 142.6766 | 143 |  | PCP
1114089 | 7763 | PATIENT ROOM | Level 7 | Level 7 | 26163 | 309.7579 | 310 |  | PCP
1114090 | 7764 | PATIENT ROOM | Level 7 | Level 7 | 26163 | 301.5115 | 302 |  | PCP
1114091 | 7765 | ACCESSIBLE PATIENT ROOM | Level 7 | Level 7 | 26163 | 344.331 | 344 |  | PCP
1114092 | 7766 | WAITING | Level 7 | Level 7 | 26163 | 440.1276 | 440 |  | PCP
1114093 | 7780 | PHYSICIAN WORK | Level 7 | Level 7 | 26163 | 120.6823 | 121 |  | PCP
1114094 | 7781 | X-RAY ALCOVE | Level 7 | Level 7 | 26163 | 54.0017 | 54 |  | PCP
447887 | 3341 | TOILET - ADA | Level 3 | Level 3 | 26172 | 73.3489
447888 | 3341A | STORAGE | Level 3 | Level 3 | 26172 | 5.9976
447889 | 3342 | ISOL - NEG PRESS | Level 3 | Level 3 | 26172 | 357.8028 |  | ASK DIANE: remodel in progress 9/6/16 |  |  | 1 | ASK DIANE ?? , SUSPENDED 7/22/14 | YES
447890 | 3343 | TOILET - ADA | Level 3 | Level 3 | 26172 | 69.2694
447891 | 3346 A/B | SUSPENDED BEDS (2) | Level 3 | Level 3 | 26172 | 283.5573 |  | SUSPENDED BEDS (2) |  |  | 2 | SUSPENDED 7/22/14
447892 | 3350 A/B | SUSPENDED BEDS (2) | Level 3 | Level 3 | 26172 | 269.8589 |  | SUSPENDED BEDS (2) |  |  | 2 | SUSPENDED 7/22/14
447893 | 3354 A/B | SUSPENDED BEDS (2) | Level 3 | Level 3 | 26172 | 358.5455 |  | SUSPENDED BEDS (2) |  |  | 2 | SUSPENDED 7/22/14
447894 | 3358 | SUSPENDED BED | Level 3 | Level 3 | 26172 | 234.6101 |  | SUSPENDED BED |  |  | 1 | SUSPENDED 7/22/14
447895 | 3359 | CONFERENCE | Level 3 | Level 3 | 26172 | 115.9107
447896 | 3360 | SUSPENDED BED | Level 3 | Level 3 | 26172 | 204.3648 |  | SUSPENDED BED |  |  | 1 | SUSPENDED 7/22/14
447897 | 3361 | NURSE STATION | Level 3 | Level 3 | 26172 | 147.0946
447898 | 3362 | SUSPENDED BED | Level 3 | Level 3 | 26172 | 225.7476 |  | SUSPENDED BED |  |  | 1 | SUSPENDED 7/22/14
447899 | 3363 | MEDICATION | Level 3 | Level 3 | 26172 | 74.3594
447900 | 3364 | SUSPENDED BED | Level 3 | Level 3 | 26172 | 214.6759 |  | SUSPENDED BED |  |  | 1 | SUSPENDED 7/22/14
447901 | 3365 | CLEAN UTILITY | Level 3 | Level 3 | 26172 | 115.3887 | [6 empty] | YES
447902 | 3366 | SUSPENDED BED | Level 3 | Level 3 | 26172 | 215.0544 |  | SUSPENDED BED |  |  | 1 | SUSPENDED 7/22/14
447903 | 3367 | SOILED UTILITY | Level 3 | Level 3 | 26172 | 78.2516 | [6 empty] | YES
447904 | 3367A | SOILED UTILITY | Level 3 | Level 3 | 26172 | 9.5374 | [6 empty] | YES
447905 | 3368 A/B | SUSPENDED BED | Level 3 | Level 3 | 26172 | 438.9775 |  | SUSPENDED BED |  |  | 1 | SUSPENDED 7/22/14
447906 | 3371 | PANTRY | Level 3 | Level 3 | 26172 | 67.0502
447907 | 3372 | SUSPENDED BED | Level 3 | Level 3 | 26172 | 213.5416 |  | SUSPENDED BED |  |  | 1 | SUSPENDED 7/22/14
447908 | 3373 | TOILET - STAFF | Level 3 | Level 3 | 26172 | 52.3395
447909 | 3374 | SUSPENDED BED | Level 3 | Level 3 | 26172 | 222.801 |  | SUSPENDED BED |  |  | 1 | SUSPENDED 7/22/14
447910 | 3375 | PCC | Level 3 | Level 3 | 26172 | 81.6212
447911 | 3376 | SUSPENDED BED | Level 3 | Level 3 | 26172 | 213.5416 |  | SUSPENDED BED |  |  | 1 | SUSPENDED 7/22/14
447912 | 3378 | SUSPENDED BED | Level 3 | Level 3 | 26172 | 206.9079 |  | SUSPENDED BED |  |  | 1 | SUSPENDED 7/22/14
447913 | 3380 | SUSPENDED BED | Level 3 | Level 3 | 26172 | 228.3872 |  | SUSPENDED BED |  |  | 1 | SUSPENDED 7/22/14
447914 | 3382 | SUSPENDED BED | Level 3 | Level 3 | 26172 | 189.6374 |  | SUSPENDED BED |  |  | 1 | SUSPENDED 7/22/14
447915 | 3383 | STORAGE | Level 3 | Level 3 | 26172 | 24.5412
447916 | 3384 | SUSPENDED BED | Level 3 | Level 3 | 26172 | 224.7349 |  | SUSPENDED BED |  |  | 1 | SUSPENDED 7/22/14
447918 | 3385A | STORAGE | Level 3 | Level 3 | 26172 | 10.2278
447919 | 3386 | SUSPENDED BED | Level 3 | Level 3 | 26172 | 209.291 |  | SUSPENDED BED |  |  | 1 | SUSPENDED 7/22/14
447920 | 3387 | LOUNGE - STAFF | Level 3 | Level 3 | 26172 | 202.0249
447921 | 3387A | LOCKERS | Level 3 | Level 3 | 26172 | 108.5785
447922 | 3388 | SUSPENDED BED | Level 3 | Level 3 | 26172 | 235.8294 |  | SUSPENDED BED |  |  | 1 | SUSPENDED 7/22/14
447923 | 3389 | STORAGE | Level 3 | Level 3 | 26172 | 33.3435
447924 | 3390 A/B | SUSPENDED BEDS (2) | Level 3 | Level 3 | 26172 | 437.1573 |  | SUSPENDED BEDS (2) |  |  | 2 | SUSPENDED 7/22/14
447925 | 3394 | SUSPENDED BED (ISOL) | Level 3 | Level 3 | 26172 | 221.6489 |  | SUSPENDED BED (ISOL) |  |  | 1 | SUSPENDED 7/22/14
447926 | 3396 | SUSPENDED BED | Level 3 | Level 3 | 26172 | 230.4968 |  | SUSPENDED BED |  |  | 1 | SUSPENDED 7/22/14
447927 | 3396A | TOILET | Level 3 | Level 3 | 26172 | 36.7483
447928 | 3396B | SHOWER | Level 3 | Level 3 | 26172 | 26.3352
447929 | 3399 | TUB / STORAGE | Level 3 | Level 3 | 26172 | 58.5706
448029 | C310 | CORRIDOR | Level 3 | Level 3 | 26172 | 1536.2293
448030 | C311 | CORRIDOR | Level 3 | Level 3 | 26172 | 1508.662
1113135 | 2005 | STORAGE - EQPMT | Level 2 | Level 2 | 26173 | 114.6021 | 115
1113302 | 2348 A/B | SUSPENDED BEDS (2) | Level 2 | Level 2 | 26173 | 310.6254 | 311 | SUSPENDED BEDS (2)
1113209 | 2349 | TOILET - WOMENS ADA | Level 2 | Level 2 | 26173 | 53.165 | 53
1113210 | 2351 | TOILET - MENS ADA | Level 2 | Level 2 | 26173 | 54.5361 | 55
1113211 | 2352 | SUSPENDED BED | Level 2 | Level 2 | 26173 | 225.537 | 226 | SUSPENDED BED
1113213 | 2354 | SUSPENDED BED | Level 2 | Level 2 | 26173 | 297.0589 | 297 | SUSPENDED BED
1113214 | 2355 | BLANKET WARMING | Level 2 | Level 2 | 26173 | 29.4983 | 29 | [5 empty] | NO
1113215 | 2356 | SUSPENDED BED | Level 2 | Level 2 | 26173 | 210.8237 | 211 | SUSPENDED BED
1113216 | 2357 | WAITING - VISITOR | Level 2 | Level 2 | 26173 | 125.0979 | 125
1113217 | 2358 | SUSPENDED BED | Level 2 | Level 2 | 26173 | 210.143 | 210 | SUSPENDED BED
1113218 | 2360 | SUSPENDED BED | Level 2 | Level 2 | 26173 | 221.038 | 221 | SUSPENDED BED
1113219 | 2361 | DICTATION | Level 2 | Level 2 | 26173 | 105.7179 | 106
1113220 | 2362 | SUSPENDED BED | Level 2 | Level 2 | 26173 | 210.2299 | 210 | SUSPENDED BED
1113221 | 2363 | NURSE STATION | Level 2 | Level 2 | 26173 | 156.5515 | 157
1113222 | 2364 | SUSPENDED BED | Level 2 | Level 2 | 26173 | 220.9871 | 221 | SUSPENDED BED
1113223 | 2365 | CLEAN UTILITY | Level 2 | Level 2 | 26173 | 119.5958 | 120 | [5 empty] | YES
1113224 | 2366 | SUSPENDED BED | Level 2 | Level 2 | 26173 | 210.2776 | 210 | SUSPENDED BED
1113225 | 2367 | MEDICATION | Level 2 | Level 2 | 26173 | 130.4636 | 130
1113226 | 2368 | SUSPENDED BED | Level 2 | Level 2 | 26173 | 210.2575 | 210 | SUSPENDED BED
1113227 | 2369 | SOILED UTILITY | Level 2 | Level 2 | 26173 | 75.3593 | 75 | [5 empty] | YES
1113228 | 2370 | SUSPENDED BED | Level 2 | Level 2 | 26173 | 210.0529 | 210 | SUSPENDED BED
1113229 | 2371 | PANTRY | Level 2 | Level 2 | 26173 | 68.7866 | 69
1113230 | 2372 | SUSPENDED BED | Level 2 | Level 2 | 26173 | 221.1085 | 221 | SUSPENDED BED
1113232 | 2374 | SUSPENDED BED | Level 2 | Level 2 | 26173 | 210.1459 | 210 | SUSPENDED BED
1113233 | 2375 | STORAGE | Level 2 | Level 2 | 26173 | 19.022 | 19
1113234 | 2376 | SUSPENDED BED | Level 2 | Level 2 | 26173 | 221.0388 | 221 | SUSPENDED BED
1113235 | 2377 | NURSE MANAGER | Level 2 | Level 2 | 26173 | 79.7925 | 80
1113236 | 2378 | SUSPENDED BED | Level 2 | Level 2 | 26173 | 210.1955 | 210 | SUSPENDED BED
1113237 | 2380 | SUSPENDED BED | Level 2 | Level 2 | 26173 | 216.3967 | 216 | SUSPENDED BED
1113238 | 2382 | SUSPENDED BED | Level 2 | Level 2 | 26173 | 220.5119 | 220 | SUSPENDED BED
1113239 | 2384 | SUSPENDED BED | Level 2 | Level 2 | 26173 | 220.5241 | 221 | SUSPENDED BED
1113240 | 2386 | SUSPENDED BED | Level 2 | Level 2 | 26173 | 222.9 | 223 | SUSPENDED BED
1113241 | 2387 | LOUNGE - STAFF | Level 2 | Level 2 | 26173 | 164.5236 | 164
1113242 | 2388 | SUSPENDED BED | Level 2 | Level 2 | 26173 | 226.6934 | 227 | SUSPENDED BED
1113243 | 2389 | TOILET - STAFF | Level 2 | Level 2 | 26173 | 47.8998 | 48
1113244 | 2390 | SUSPENDED BED | Level 2 | Level 2 | 26173 | 222.2556 | 222 | SUSPENDED BED
1113246 | 2392 | SUSPENDED BED | Level 2 | Level 2 | 26173 | 226.1944 | 226 | SUSPENDED BED
1113247 | 2393 | OFFICE | Level 2 | Level 2 | 26173 | 75.1574 | 75
1113248 | 2394 | SUSPENDED BED | Level 2 | Level 2 | 26173 | 227.211 | 227 | SUSPENDED BED
1113303 | 2396 A/B | SUSPENDED BEDS (2) | Level 2 | Level 2 | 26173 | 280.7065 | 281 | SUSPENDED BEDS (2)
1113249 | 2397 | LOCKERS | Level 2 | Level 2 | 26173 | 91.6519 | 92
1113306 | C207 | CORRIDOR | Level 2 | Level 2 | 26173 | 1583.1599 | 1583
1113307 | C208 | CORRIDOR | Level 2 | Level 2 | 26173 | 1480.6714 | 1481
1113884 | 5102 A/B | 2 BEDS | Level 5 | Level 5 | 26177 | 320.2359 | 320 | ACTIVE BEDS (MED-SURG) |  |  |  |  | NO
1113750 | 5105 | CONFERENCE | Level 5 | Level 5 | 26177 | 233.3273 | 233
1113885 | 5106 A/B | 2 BEDS | Level 5 | Level 5 | 26177 | 316.6648 | 317 | ACTIVE BEDS (MED-SURG) |  |  |  |  | NO
1113751 | 5107 | NURSE STATION | Level 5 | Level 5 | 26177 | 139.9402 | 140
1113753 | 5110 | 1 BED | Level 5 | Level 5 | 26177 | 235.6147 | 236 | ACTIVE BED (MED-SURG) |  |  |  |  | NO
1113754 | 5111 | MEDICATION | Level 5 | Level 5 | 26177 | 154.7055 | 155
1113755 | 5112 | 1 BED | Level 5 | Level 5 | 26177 | 236.0868 | 236 | ACTIVE BED (MED-SURG) |  |  |  |  | NO
1113756 | 5113 | OFFICE - PCC | Level 5 | Level 5 | 26177 | 118.254 | 118 | HEADWALL: M |  |  | 1 | ACTIVE 7/22/14
1113886 | 5113A | CLEAN UTILITY | Level 5 | Level 5 | 26177 | 122.4935 | 122 | [5 empty] | YES
1113757 | 5114 | 1 BED | Level 5 | Level 5 | 26177 | 229.5638 | 230 | ACTIVE BED (MED-SURG) |  |  |  |  | NO
1113758 | 5115 | TUB ROOM | Level 5 | Level 5 | 26177 | 118.8717 | 119
1113759 | 5116 | 1 BED | Level 5 | Level 5 | 26177 | 229.8013 | 230 | ACTIVE BED (MED-SURG) |  |  |  |  | NO
1113760 | 5118 | 1 BED | Level 5 | Level 5 | 26177 | 226.7604 | 227 | ACTIVE BED (MED-SURG) |  |  |  |  | NO
1113761 | 5120 | 1 BED | Level 5 | Level 5 | 26177 | 229.7956 | 230 | ACTIVE BED (MED-SURG) |  |  |  |  | NO
1113762 | 5122 | 1 BED | Level 5 | Level 5 | 26177 | 236.0868 | 236 | ACTIVE BED (MED-SURG) |  |  |  |  | NO
1113763 | 5124 | 1 BED | Level 5 | Level 5 | 26177 | 432.0374 | 432 | ACTIVE BED (MED-SURG) |  |  |  |  | NO
1113764 | 5125 | OFFICE - HEAD NURSE | Level 5 | Level 5 | 26177 | 95.4366 | 95
1113765 | 5126 | 1 BED | Level 5 | Level 5 | 26177 | 239.6726 | 240 | ACTIVE BED (MED-SURG) |  |  |  |  | NO
1113766 | 5127 | SOILED UTILITY | Level 5 | Level 5 | 26177 | 94.0805 | 94 | [5 empty] | YES
1113767 | 5128 | 1 BED | Level 5 | Level 5 | 26177 | 238.1477 | 238 | ACTIVE BED (MED-SURG) |  |  |  |  | NO
1113768 | 5129 | SITZ BATH | Level 5 | Level 5 | 26177 | 34.3117 | 34
1113769 | 5130 | 1 BED | Level 5 | Level 5 | 26177 | 230.5678 | 231 | ACTIVE BED (MED-SURG) |  |  |  |  | NO
1113770 | 5132 | 1 BED | Level 5 | Level 5 | 26177 | 235.871 | 236 | ACTIVE BED (MED-SURG) |  |  |  |  | NO
1113771 | 5134 | 1 BED | Level 5 | Level 5 | 26177 | 230.5678 | 231 | ACTIVE BED (MED-SURG) |  |  |  |  | NO
1113772 | 5135 | LOCKERS | Level 5 | Level 5 | 26177 | 278.1924 | 278
1113773 | 5136 | 1 BED | Level 5 | Level 5 | 26177 | 230.0229 | 230 | ACTIVE BED (MED-SURG) |  |  |  |  | NO
1113774 | 5137 | SHOWER | Level 5 | Level 5 | 26177 | 50.2047 | 50
1113775 | 5138 | 1 BED | Level 5 | Level 5 | 26177 | 241.9786 | 242 | ACTIVE BED (MED-SURG) |  |  |  |  | NO
1113888 | 5139B | OFFICE | Level 5 | Level 5 | 26177 | 56.4614 | 52
1113776 | 5140 | 1 BED | Level 5 | Level 5 | 26177 | 232.5226 | 233 | ACTIVE BED (MED-SURG) |  |  |  |  | NO
1113778 | 5159 | STORAGE | Level 5 | Level 5 | 26177 | 150.3865 | 150
1113889 | 5164 A/B | 2 BEDS | Level 5 | Level 5 | 26177 | 311.3845 | 311 | ACTIVE BEDS (MED-SURG) |  |  |  |  | NO
1113780 | 5165 | NOURISHMENT | Level 5 | Level 5 | 26177 | 103.5608 | 104
1113781 | 5167 | NURSE STATION | Level 5 | Level 5 | 26177 | 170.3217 | 170
1113890 | 5168 A/B | 2 BEDS | Level 5 | Level 5 | 26177 | 311.9177 | 312 | ACTIVE BEDS (MED-SURG) |  |  |  |  | NO
1113782 | 5169 | MEDICATION | Level 5 | Level 5 | 26177 | 170.8715 | 171
1113891 | 5172 A/B | 2 BEDS | Level 5 | Level 5 | 26177 | 311.9177 | 312 | ACTIVE BEDS (MED-SURG) |  |  |  |  | NO
1113892 | 5176 A/B | 2 BEDS | Level 5 | Level 5 | 26177 | 311.9177 | 312 | ACTIVE BEDS (MED-SURG) |  |  |  |  | NO
1113783 | 5177 | TRACTION | Level 5 | Level 5 | 26177 | 138.1474 | 138
1113893 | 5180 A/B | 2 BEDS | Level 5 | Level 5 | 26177 | 311.9177 | 312 | ACTIVE BEDS (MED-SURG) |  |  |  |  | NO
1113894 | 5184 A/B | 2 BEDS | Level 5 | Level 5 | 26177 | 311.9177 | 312 | ACTIVE BEDS (MED-SURG) |  |  |  |  | NO
1113786 | 5188 | 1 BED | Level 5 | Level 5 | 26177 | 292.124 | 292 | ACTIVE BED (MED-SURG) |  |  |  |  | NO
1113787 | 5190 | 1 BED | Level 5 | Level 5 | 26177 | 239.8568 | 240 | ACTIVE BED (MED-SURG) |  |  |  |  | NO
1113788 | 5192 | 1 BED | Level 5 | Level 5 | 26177 | 374.8972 | 369 | ACTIVE BED (MED-SURG) |  |  |  |  | NO
1113789 | 5195 | STORAGE | Level 5 | Level 5 | 26177 | 191.6673 | 192
1113790 | 5196 | STORAGE | Level 5 | Level 5 | 26177 | 102.6264 | 103
1113918 | C507 | CORRIDOR | Level 5 | Level 5 | 26177 | 2381.9081 | 2382
1113919 | C507A | CORRIDOR | Level 5 | Level 5 | 26177 | 794.3222 | 795
1113920 | C508 | CORRIDOR | Level 5 | Level 5 | 26177 | 1691.1821 | 1691
1114322 | G088(2) | OFFICE | Level GL | Level GL | 26177 | 64.6977 | 65
1113964 | 6709 | CORRIDOR | Level 6 | Level 6 | 26180 | 434.0459 | 434 | ASK DIANE: COMMON | PCP
1113965 | 6710 | PATIENT ROOM | Level 6 | Level 6 | 26180 | 284.7163 | 285 |  | PCP
1113966 | 6711 | PATIENT ROOM | Level 6 | Level 6 | 26180 | 290.927 | 291 |  | PCP
1113967 | 6712 | PATIENT ROOM | Level 6 | Level 6 | 26180 | 280.1916 | 280 |  | PCP
1113968 | 6713 | PATIENT ROOM | Level 6 | Level 6 | 26180 | 295.7458 | 296 |  | PCP
1113970 | 6715 | TUB ROOM | Level 6 | Level 6 | 26180 | 107.5604 | 108 |  | PCP
1113971 | 6716 | STORAGE | Level 6 | Level 6 | 26180 | 87.3347 | 87 |  | PCP
1113972 | 6717 | PATIENT ROOM | Level 6 | Level 6 | 26180 | 284.7867 | 285 |  | PCP
1113973 | 6718 | ACCESSIBLE PATIENT ROOM | Level 6 | Level 6 | 26180 | 383.0983 | 383 |  | PCP
1113974 | 6719 | MEDS | Level 6 | Level 6 | 26180 | 143.8023 | 144 | ASK DIANE: ROOM NO | PCP
1113975 | 6720 | SOILED UTILITY | Level 6 | Level 6 | 26180 | 151.5401 | 152 |  | PCP
1113976 | 6721 | PATIENT ROOM | Level 6 | Level 6 | 26180 | 281.9138 | 282 |  | PCP
1113977 | 6722 | PATIENT ROOM | Level 6 | Level 6 | 26180 | 292.3118 | 292 |  | PCP
1113978 | 6723 | EQUIPMENT STORAGE | Level 6 | Level 6 | 26180 | 111.2275 | 111 |  | PCP
1113979 | 6724 | OFFICE - SHARED | Level 6 | Level 6 | 26180 | 100.7391 | 101 |  | PCP
1113980 | 6725 | PATIENT ROOM | Level 6 | Level 6 | 26180 | 293.2672 | 293 |  | PCP
1113981 | 6726 | LINEN ALCOVE | Level 6 | Level 6 | 26180 | 25.2355 | 25 |  | PCP
1113982 | 6727 | ACCESSIBLE ISOLATION ROOM | Level 6 | Level 6 | 26180 | 289.5906 | 290 |  | PCP
1113983 | 6728 | ANTE ROOM | Level 6 | Level 6 | 26180 | 102.2884 | 102 |  | PCP
1113984 | 6729 | ACCESSIBLE ISOLATION ROOM | Level 6 | Level 6 | 26180 | 288.3152 | 288 |  | PCP
1113985 | 6734 | EQUIPMENT STORAGE | Level 6 | Level 6 | 26180 | 107.2563 | 107 |  | PCP
1113986 | 6735 | STAFF LOUNGE | Level 6 | Level 6 | 26180 | 204.287 | 204 |  | PCP
1114016 | 6735A | ACCESSIBLE STAFF TOILET | Level 6 | Level 6 | 26180 | 67.042 | 67 |  | PCP
1113987 | 6736 | PATIENT ROOM | Level 6 | Level 6 | 26180 | 284.6633 | 285 |  | PCP
1113988 | 6737 | PATIENT ROOM | Level 6 | Level 6 | 26180 | 292.5274 | 293 |  | PCP
1113989 | 6738 | PATIENT ROOM | Level 6 | Level 6 | 26180 | 292.7405 | 293 |  | PCP
1113990 | 6739 | PATIENT ROOM | Level 6 | Level 6 | 26180 | 283.3644 | 283 |  | PCP
1113991 | 6741 | PATIENT ROOM | Level 6 | Level 6 | 26180 | 290.7233 | 291 |  | PCP
1113992 | 6743 | PATIENT ROOM | Level 6 | Level 6 | 26180 | 317.1723 | 317 |  | PCP
1113993 | 6744 | OFFICE - SHARED | Level 6 | Level 6 | 26180 | 126.7078 | 127 |  | PCP
1113994 | 6745 | PATIENT ROOM | Level 6 | Level 6 | 26180 | 316.2179 | 316 |  | PCP
1113995 | 6746 | PATIENT ROOM | Level 6 | Level 6 | 26180 | 316.1933 | 316 |  | PCP
1113996 | 6747 | PATIENT ROOM | Level 6 | Level 6 | 26180 | 326.2364 | 326 |  | PCP
1113997 | 6748 | PATIENT ROOM | Level 6 | Level 6 | 26180 | 311.3022 | 311 |  | PCP
1113998 | 6749 | CLEAN UTILITY | Level 6 | Level 6 | 26180 | 150.5026 | 151 |  | PCP
1113999 | 6750 | PATIENT ROOM | Level 6 | Level 6 | 26180 | 324.099 | 324 |  | PCP
1114000 | 6751 | PATIENT ROOM | Level 6 | Level 6 | 26180 | 324.5825 | 325 |  | PCP
1114001 | 6752 | NURSE STATION | Level 6 | Level 6 | 26180 | 460.9147 | 460 |  | PCP
1114017 | 6752A | TELEMETRY | Level 6 | Level 6 | 26180 | 58.0464 | 58 |  | PCP
1114002 | 6755 | PATIENT ROOM | Level 6 | Level 6 | 26180 | 312.1708 | 312 |  | PCP
1114003 | 6756 | PATIENT ROOM | Level 6 | Level 6 | 26180 | 296.5111 | 297 |  | PCP
1114004 | 6757 | PATIENT ROOM | Level 6 | Level 6 | 26180 | 308.57 | 309 |  | PCP
1114005 | 6758 | OFFICE - MGR | Level 6 | Level 6 | 26180 | 81.7894 | 82 |  | PCP
1114006 | 6759 | PATIENT ROOM | Level 6 | Level 6 | 26180 | 296.6076 | 297 |  | PCP
1114009 | 6762 | NOURISHMENT | Level 6 | Level 6 | 26180 | 142.6835 | 143 |  | PCP
1114010 | 6763 | PATIENT ROOM | Level 6 | Level 6 | 26180 | 309.8265 | 310 |  | PCP
1114011 | 6764 | PATIENT ROOM | Level 6 | Level 6 | 26180 | 301.5115 | 302 |  | PCP
1114012 | 6765 | ACCESSIBLE PATIENT ROOM | Level 6 | Level 6 | 26180 | 344.3428 | 344 |  | PCP
1114013 | 6766 | WAITING | Level 6 | Level 6 | 26180 | 439.4631 | 439 |  | PCP
1114014 | 6780 | PHYSICIAN WORK | Level 6 | Level 6 | 26180 | 120.7226 | 121 |  | PCP
1114015 | 6781 | X-RAY ALCOVE | Level 6 | Level 6 | 26180 | 54.0513 | 54 |  | PCP
1113477 | 4201 | CONFERENCE - STAFF | Level 4 | Level 4 | 26185 | 177.9923 | 178
1113611 | 4201A | ALCOVE | Level 4 | Level 4 | 26185 | 19.8471 | 20
1113612 | 4202 A/B | SUSPENDED BEDS (2) | Level 4 | Level 4 | 26185 | 237.601 | 238 | SUSPENDED BEDS (2)
1113478 | 4203 | TOILET - STAFF | Level 4 | Level 4 | 26185 | 32.9171 | 33
1113479 | 4205 | OFFICE | Level 4 | Level 4 | 26185 | 124.5134 | 125
1113613 | 4206 A/B | SUSPENDED BEDS (2) | Level 4 | Level 4 | 26185 | 249.599 | 250 | SUSPENDED BEDS (2)
1113480 | 4209 | STAFF SUPPORT | Level 4 | Level 4 | 26185 | 101.9784 | 102
1113614 | 4210 A/B | SUSPENDED BEDS (2) | Level 4 | Level 4 | 26185 | 244.3354 | 244 | SUSPENDED BEDS (2)
1113481 | 4211 | NURSE STATION | Level 4 | Level 4 | 26185 | 106.8026 | 107
1113615 | 4214 A/B | SUSPENDED BEDS (2) | Level 4 | Level 4 | 26185 | 248.569 | 249 | SUSPENDED BEDS (2)
1113616 | 4218 A/B | SUSPENDED BEDS (2) | Level 4 | Level 4 | 26185 | 244.7089 | 245 | SUSPENDED BEDS (2)
1113482 | 4219 | CLEAN UTILITY | Level 4 | Level 4 | 26185 | 186.6078 | 187 | [5 empty] | YES
1113617 | 4222 A/B | SUSPENDED BEDS (2) | Level 4 | Level 4 | 26185 | 244.8547 | 245 | SUSPENDED BEDS (2)
1113618 | 4226 A/B | SUSPENDED BEDS (2) | Level 4 | Level 4 | 26185 | 248.4231 | 248 | SUSPENDED BEDS (2)
1113619 | 4230 A/B | SUSPENDED BEDS (2) | Level 4 | Level 4 | 26185 | 244.4812 | 244 | SUSPENDED BEDS (2)
1113484 | 4231 | SHOWER | Level 4 | Level 4 | 26185 | 30.347 | 30
1113620 | 4234 A/B | SUSPENDED BEDS (2) | Level 4 | Level 4 | 26185 | 249.4532 | 249 | SUSPENDED BEDS (2)
1113621 | 4238 A/B | SUSPENDED BEDS (2) | Level 4 | Level 4 | 26185 | 226.0289 | 226 | SUSPENDED BEDS (2)
1113485 | 4241 | TOILET - STAFF | Level 4 | Level 4 | 26185 | 31.9426 | 32
1113486 | 4242 | SUSPENDED BED | Level 4 | Level 4 | 26185 | 221.3478 | 221 | SUSPENDED BED
1113487 | 4244 | SUSPENDED BED | Level 4 | Level 4 | 26185 | 215.544 | 216 | SUSPENDED BED
1113622 | 4246 A/B/C/D | SUSPENDED BEDS (4) | Level 4 | Level 4 | 26185 | 421.3141 | 421 | SUSPENDED BEDS (4)
1113623 | 4254 A/B | SUSPENDED BEDS (2) | Level 4 | Level 4 | 26185 | 234.3343 | 234 | SUSPENDED BEDS (2)
1113488 | 4255 | TOILET | Level 4 | Level 4 | 26185 | 23.1559 | 23
1113624 | 4258 A/B | SUSPENDED BEDS (2) | Level 4 | Level 4 | 26185 | 252.1977 | 252 | SUSPENDED BEDS (2)
1113489 | 4259 | LOCKERS | Level 4 | Level 4 | 26185 | 79.2393 | 79
1113490 | 4261 | TUB / LOCKERS | Level 4 | Level 4 | 26185 | 28.3177 | 28
1113625 | 4262 A/B | SUSPENDED BEDS (2) | Level 4 | Level 4 | 26185 | 241.3615 | 241 | SUSPENDED BEDS (2)
1113491 | 4263 | SOILED UTILITY | Level 4 | Level 4 | 26185 | 117.503 | 118 | [5 empty] | YES
1113627 | 4266 A/B | SUSPENDED BEDS (2) | Level 4 | Level 4 | 26185 | 245.8257 | 246 | SUSPENDED BEDS (2)
1113628 | 4270 A/B | SUSPENDED BEDS (2) | Level 4 | Level 4 | 26185 | 248.1466 | 248 | SUSPENDED BEDS (2)
1113492 | 4274 | SUSPENDED BED | Level 4 | Level 4 | 26185 | 245.6617 | 246 | SUSPENDED BED
1113494 | 4276 | SUSPENDED BED | Level 4 | Level 4 | 26185 | 241.4698 | 241 | SUSPENDED BED
1113495 | 4278 | SUSPENDED BED | Level 4 | Level 4 | 26185 | 239.9795 | 240 | SUSPENDED BED
1113496 | 4280 | SUSPENDED BED | Level 4 | Level 4 | 26185 | 234.1932 | 234 | SUSPENDED BED
1113497 | 4289 | QUIET / WAITING | Level 4 | Level 4 | 26185 | 104.1109 | 104
1113499 | 4303 | OFFICE - PCC | Level 4 | Level 4 | 26185 | 75.5624 | 76
1113656 | C411 | CORRIDOR | Level 4 | Level 4 | 26185 | 2483.9721 | 2484
1113041 | 10709 | EQUIPMENT STORAGE | Level 10 | Level 10 | 26186 | 435.108 | 435 |  | PCP |  | 1 | SUSPENDED 7/22/14
1113042 | 10710 | PATIENT ROOM | Level 10 | Level 10 | 26186 | 284.8265 | 285 |  | PCP |  | 1 | SUSPENDED 7/22/14
1113043 | 10711 | PATIENT ROOM | Level 10 | Level 10 | 26186 | 291.1163 | 291 |  | PCP |  | 1 | SUSPENDED 7/22/14
1113044 | 10712 | PATIENT ROOM | Level 10 | Level 10 | 26186 | 280.2163 | 280 |  | PCP |  | 1 | SUSPENDED 7/22/14
1113045 | 10713 | PATIENT ROOM | Level 10 | Level 10 | 26186 | 296.516 | 296 |  | PCP |  | 1 | SUSPENDED 7/22/14
1113047 | 10715 | ACCESSIBLE PATIENT TOILET | Level 10 | Level 10 | 26186 | 73.1819 | 73 |  | PCP
1113048 | 10716 | MULTIPURPOSE ROOM | Level 10 | Level 10 | 26186 | 123.4743 | 123 |  | PCP |  | 1 | SUSPENDED 7/22/14
1113049 | 10717 | PATIENT ROOM | Level 10 | Level 10 | 26186 | 284.6049 | 285 |  | PCP |  | 1 | SUSPENDED 7/22/14
1113050 | 10718 | ACCESSIBLE PATIENT ROOM | Level 10 | Level 10 | 26186 | 382.838 | 383 |  | PCP
1113051 | 10719 | MEDS | Level 10 | Level 10 | 26186 | 143.811 | 144 | ASK DIANE: ROOM NO | PCP |  | 1 | SUSPENDED 7/22/14
1113052 | 10720 | SOILED UTILITY | Level 10 | Level 10 | 26186 | 151.5401 | 152 |  | PCP |  | 1 | ACTIVE 7/22/14
1113053 | 10721 | PATIENT ROOM | Level 10 | Level 10 | 26186 | 281.8068 | 282 |  | PCP |  | 1 | SUSPENDED 7/22/14
1113054 | 10722 | PATIENT ROOM | Level 10 | Level 10 | 26186 | 292.0398 | 292 |  | PCP |  | 1 | SUSPENDED 7/22/14
1113055 | 10723 | EQUIPMENT STORAGE | Level 10 | Level 10 | 26186 | 111.3065 | 111 |  | PCP |  | 1 | SUSPENDED 7/22/14
1113056 | 10724 | OFFICE - SHARED | Level 10 | Level 10 | 26186 | 100.7391 | 101 |  | PCP |  | 1 | SUSPENDED 7/22/14
1113057 | 10725 | PATIENT ROOM | Level 10 | Level 10 | 26186 | 293.0941 | 293 |  | PCP |  | 1 | SUSPENDED 7/22/14
1113058 | 10726 | LINEN ALCOVE | Level 10 | Level 10 | 26186 | 25.1883 | 25 |  | PCP |  | 1 | SUSPENDED 7/22/14
1113059 | 10727 | ACCESSIBLE ISOLATION ROOM | Level 10 | Level 10 | 26186 | 289.5835 | 290 |  | PCP
1113060 | 10728 | ANTE ROOM | Level 10 | Level 10 | 26186 | 102.2884 | 102 |  | PCP
1113061 | 10729 | ACCESSIBLE ISOLATION ROOM | Level 10 | Level 10 | 26186 | 288.3158 | 288 |  | PCP
1113062 | 10734 | EQUIPMENT STORAGE | Level 10 | Level 10 | 26186 | 106.2537 | 106 |  | PCP |  | 1 | SUSPENDED 7/22/14
1113063 | 10735 | STAFF LOUNGE | Level 10 | Level 10 | 26186 | 205.2366 | 205 |  | PCP |  | 1 | ACTIVE 7/22/14
1113092 | 10735A | ACCESSIBLE STAFF TOILET | Level 10 | Level 10 | 26186 | 67.042 | 67 |  | PCP
1113064 | 10736 | PATIENT ROOM | Level 10 | Level 10 | 26186 | 284.6633 | 285 |  | PCP |  | 1 | SUSPENDED 7/22/14
1113065 | 10737 | PATIENT ROOM | Level 10 | Level 10 | 26186 | 292.5274 | 293 |  | PCP |  | 1 | SUSPENDED 7/22/14
1113066 | 10738 | PATIENT ROOM | Level 10 | Level 10 | 26186 | 292.7222 | 293 |  | PCP |  | 2 | SUSPENDED 7/22/14
1113067 | 10739 | PATIENT ROOM | Level 10 | Level 10 | 26186 | 283.4341 | 283 |  | PCP |  | 2 | SUSPENDED 7/22/14
1113068 | 10741 | PATIENT ROOM | Level 10 | Level 10 | 26186 | 290.9606 | 291 |  | PCP
1113069 | 10743 | PATIENT ROOM | Level 10 | Level 10 | 26186 | 317.3484 | 317 |  | PCP
1113070 | 10744 | OFFICE - SHARED | Level 10 | Level 10 | 26186 | 126.6375 | 127 |  | PCP |  | 1 | SUSPENDED 7/22/14
1113071 | 10745 | PATIENT ROOM | Level 10 | Level 10 | 26186 | 316.1764 | 316 |  | PCP
1113072 | 10746 | PATIENT ROOM | Level 10 | Level 10 | 26186 | 316.4948 | 316 |  | PCP
1113073 | 10747 | PATIENT ROOM | Level 10 | Level 10 | 26186 | 326.4916 | 322 |  | PCP |  | 1 | ACTIVE 7/22/14
1113074 | 10748 | PATIENT ROOM | Level 10 | Level 10 | 26186 | 311.0708 | 311 |  | PCP |  | 1 | ACTIVE 7/22/14
1113075 | 10749 | CLEAN UTILITY | Level 10 | Level 10 | 26186 | 150.5026 | 151 |  | PCP |  | 1 | SUSPENDED 7/22/14
1113076 | 10750 | PATIENT ROOM | Level 10 | Level 10 | 26186 | 324.2398 | 324 |  | PCP |  | 1 | ACTIVE 7/22/14
1113077 | 10751 | PATIENT ROOM | Level 10 | Level 10 | 26186 | 324.5975 | 325 |  | PCP |  | 1 | ACTIVE 7/22/14
1113078 | 10752 | NURSE STATION | Level 10 | Level 10 | 26186 | 460.0457 | 460 |  | PCP |  | 1 | SUSPENDED 7/22/14
1113093 | 10752A | TELEMETRY | Level 10 | Level 10 | 26186 | 58.018 | 58 |  | PCP |  | 1 | ACTIVE 7/22/14
1113079 | 10755 | PATIENT ROOM | Level 10 | Level 10 | 26186 | 312.1708 | 312 |  | PCP |  | 1 | ACTIVE 7/22/14
1113080 | 10756 | PATIENT ROOM | Level 10 | Level 10 | 26186 | 296.5116 | 297 |  | PCP |  | 1 | ACTIVE 7/22/14
1113081 | 10757 | PATIENT ROOM | Level 10 | Level 10 | 26186 | 308.5701 | 309 |  | PCP |  | 1 | ACTIVE 7/22/14
1113082 | 10758 | OFFICE - MGR | Level 10 | Level 10 | 26186 | 81.7722 | 82 |  | PCP |  | 1 | SUSPENDED 7/22/14
1113083 | 10759 | PATIENT ROOM | Level 10 | Level 10 | 26186 | 296.6076 | 297 |  | PCP |  | 1 | ACTIVE 7/22/14
1113086 | 10762 | NOURISHMENT | Level 10 | Level 10 | 26186 | 142.6761 | 143 |  | PCP |  | 1 | SUSPENDED 7/22/14
1113087 | 10763 | PATIENT ROOM | Level 10 | Level 10 | 26186 | 309.7579 | 310 |  | PCP |  | 1 | ACTIVE 7/22/14
1113088 | 10764 | PATIENT ROOM | Level 10 | Level 10 | 26186 | 301.5115 | 302 |  | PCP |  | 1 | ACTIVE 7/22/14
1113089 | 10765 | ACCESSIBLE PATIENT ROOM | Level 10 | Level 10 | 26186 | 344.4708 | 344 |  | PCP
1113090 | 10766 | PHYSICAL THERAPY | Level 10 | Level 10 | 26186 | 439.5233 | 443 |  | PCP |  | 1 | ACTIVE 7/22/14
1113091 | 10781 | X-RAY ALCOVE | Level 10 | Level 10 | 26186 | 54.0513 | 54 |  | PCP |  | 1 | ACTIVE 7/22/14
1113545 | 4710 | ACCESSIBLE PATIENT ROOM | Level 4 | Level 4 | 26440 | 305.0565 | 305 |  | PCP
1113546 | 4711 | ACCESSIBLE PATIENT ROOM | Level 4 | Level 4 | 26440 | 292.0981 | 292 |  | PCP
1113547 | 4714 | ACCESSIBLE PATIENT ROOM | Level 4 | Level 4 | 26440 | 291.3985 | 291 |  | PCP
1113548 | 4715 | NOURISHMENT | Level 4 | Level 4 | 26440 | 85.2003 | 85 |  | PCP
1113549 | 4716 | ACCESSIBLE PATIENT ROOM | Level 4 | Level 4 | 26440 | 294.9781 | 295 |  | PCP
1113550 | 4717 | OFFICE | Level 4 | Level 4 | 26440 | 95.6027 | 95 |  | PCP
1113551 | 4718 | STAFF LOUNGE | Level 4 | Level 4 | 26440 | 131.6197 | 132 |  | PCP
1113552 | 4720 | ACCESSIBLE PATIENT TOILET | Level 4 | Level 4 | 26440 | 82.8101 | 83 |  | PCP
1113553 | 4721 | ACCESSIBLE ISOLATION ROOM | Level 4 | Level 4 | 26440 | 235.8956 | 236 |  | PCP
1113650 | 4721A | ACCESSIBLE PATIENT TOILET | Level 4 | Level 4 | 26440 | 82.0822 | 82 |  | PCP
1113651 | 4721B | ANTE ROOM | Level 4 | Level 4 | 26440 | 54.0187 | 54 |  | PCP
1113554 | 4723 | PATIENT LOUNGE / DINING | Level 4 | Level 4 | 26440 | 713.8693 | 714 |  | PCP
1113555 | 4724 | ACCESSIBLE PATIENT ROOM | Level 4 | Level 4 | 26440 | 296.9125 | 297 |  | PCP
1113556 | 4725 | ACCESSIBLE PATIENT ROOM | Level 4 | Level 4 | 26440 | 299.7077 | 300 |  | PCP
1113557 | 4726 | ACCESSIBLE PATIENT ROOM | Level 4 | Level 4 | 26440 | 299.7613 | 300 |  | PCP
1113558 | 4727 | NURSE STATION | Level 4 | Level 4 | 26440 | 154.2246 | 154 |  | PCP
1113559 | 4728 | MEDS | Level 4 | Level 4 | 26440 | 90.1161 | 90 | ASK DIANE: ROOM NO | PCP
1113560 | 4729 | ACCESSIBLE PATIENT ROOM | Level 4 | Level 4 | 26440 | 298.4918 | 299 |  | PCP
1113561 | 4730 | ACCESSIBLE PATIENT ROOM | Level 4 | Level 4 | 26440 | 296.5215 | 297 |  | PCP
1113563 | 4734 | EQUIPMENT STORAGE | Level 4 | Level 4 | 26440 | 155.39 | 155 |  | PCP
1113564 | 4735 | ACCESSIBLE PATIENT ROOM | Level 4 | Level 4 | 26440 | 280.5581 | 281 |  | PCP
1113565 | 4736 | ACCESSIBLE PATIENT ROOM | Level 4 | Level 4 | 26440 | 290.2338 | 290 |  | PCP
1113566 | 4737 | ACCESSIBLE PATIENT ROOM | Level 4 | Level 4 | 26440 | 297.7594 | 298 |  | PCP
1113567 | 4738 | ACCESSIBLE PATIENT ROOM | Level 4 | Level 4 | 26440 | 297.7594 | 298 |  | PCP
1113568 | 4739 | ACCESSIBLE PATIENT ROOM | Level 4 | Level 4 | 26440 | 290.2713 | 290 |  | PCP
1113569 | 4740 | SOILED UTILITY | Level 4 | Level 4 | 26440 | 98.9605 | 99 |  | PCP
1113570 | 4741 | ACCESSIBLE PATIENT ROOM | Level 4 | Level 4 | 26440 | 312.0868 | 312 |  | PCP
1113571 | 4743 | ACCESSIBLE PATIENT ROOM | Level 4 | Level 4 | 26440 | 357.4504 | 357 |  | PCP
1113572 | 4744 | CONFERENCE ROOM | Level 4 | Level 4 | 26440 | 164.3524 | 164 |  | PCP
1113573 | 4745 | ACCESSIBLE PATIENT ROOM | Level 4 | Level 4 | 26440 | 346.7286 | 347 |  | PCP
1113574 | 4746 | PHYSICAL THERAPY | Level 4 | Level 4 | 26440 | 423.6248 | 424 |  | PCP
1113575 | 4747 | ACCESSIBLE PATIENT ROOM | Level 4 | Level 4 | 26440 | 358.1325 | 358 |  | PCP
1113576 | 4748 | ACCESSIBLE PATIENT ROOM | Level 4 | Level 4 | 26440 | 348.6479 | 349 |  | PCP
1113577 | 4749 | CLEAN UTILITY | Level 4 | Level 4 | 26440 | 159.3224 | 159 |  | PCP
1113578 | 4750 | ACCESSIBLE PATIENT ROOM | Level 4 | Level 4 | 26440 | 360.9333 | 361 |  | PCP
1113579 | 4751 | ACCESSIBLE PATIENT ROOM | Level 4 | Level 4 | 26440 | 363.0891 | 363 |  | PCP
1113580 | 4752 | NURSE STATION | Level 4 | Level 4 | 26440 | 542.1592 | 542 |  | PCP
1113581 | 4753 | MEDS | Level 4 | Level 4 | 26440 | 155.8881 | 156 | ASK DIANE: ROOM NO | PCP
1113582 | 4754 | STAFF TOILET | Level 4 | Level 4 | 26440 | 69.4218 | 69 |  | PCP
1113583 | 4755 | ACCESSIBLE PATIENT ROOM | Level 4 | Level 4 | 26440 | 312.4315 | 312 |  | PCP
1113584 | 4756 | ACCESSIBLE PATIENT ROOM | Level 4 | Level 4 | 26440 | 301.9222 | 302 |  | PCP
1113585 | 4757 | ACCESSIBLE PATIENT ROOM | Level 4 | Level 4 | 26440 | 313.5589 | 314 |  | PCP
1113586 | 4759 | ACCESSIBLE PATIENT ROOM | Level 4 | Level 4 | 26440 | 315.5416 | 316 |  | PCP
1113589 | 4763 | ACCESSIBLE PATIENT ROOM | Level 4 | Level 4 | 26440 | 308.3567 | 308 |  | PCP
1113590 | 4764 | ACCESSIBLE PATIENT ROOM | Level 4 | Level 4 | 26440 | 313.5183 | 313 |  | PCP
1113591 | 4765 | ACCESSIBLE PATIENT ROOM | Level 4 | Level 4 | 26440 | 316.2455 | 316 |  | PCP
1113592 | 4766 | WAITING | Level 4 | Level 4 | 26440 | 310.5065 | 311 |  | PCP
1113652 | 4766A | OFFICE | Level 4 | Level 4 | 26440 | 107.9676 | 108 |  | PCP
447933 | 3710 | ACCESSIBLE PATIENT ROOM | Level 3 | Level 3 | 26441 | 305.0559 |  |  | PCP
447934 | 3711 | ACCESSIBLE PATIENT ROOM | Level 3 | Level 3 | 26441 | 292.0941 |  |  | PCP
447935 | 3713 | NOURISHMENT | Level 3 | Level 3 | 26441 | 81.4443 |  |  | PCP
447936 | 3714 | ACCESSIBLE PATIENT ROOM | Level 3 | Level 3 | 26441 | 291.3875 |  |  | PCP
447937 | 3715 | EQUIPMENT STORAGE | Level 3 | Level 3 | 26441 | 74.6524 |  |  | PCP
447938 | 3716 | ACCESSIBLE PATIENT ROOM | Level 3 | Level 3 | 26441 | 294.971 |  |  | PCP
447939 | 3717 | TUB ROOM | Level 3 | Level 3 | 26441 | 135.368 |  |  | PCP
447940 | 3718 | STAFF LOUNGE | Level 3 | Level 3 | 26441 | 131.6197 |  |  | PCP
447941 | 3720 | STORAGE | Level 3 | Level 3 | 26441 | 66.8777 |  |  | PCP
447942 | 3721 | ACCESSIBLE ISOLATION ROOM | Level 3 | Level 3 | 26441 | 235.996 |  |  | PCP
447943 | 3721A | ACCESSIBLE PATIENT TOILET | Level 3 | Level 3 | 26441 | 82.1394 |  |  | PCP
447944 | 3721B | ANTE ROOM | Level 3 | Level 3 | 26441 | 53.9601 |  |  | PCP
447945 | 3722 | CONFERENCE ROOM | Level 3 | Level 3 | 26441 | 214.0644 |  |  | PCP
447946 | 3723 | PATIENT LOUNGE / DINING | Level 3 | Level 3 | 26441 | 723.9789 |  |  | PCP
447947 | 3724 | ACCESSIBLE PATIENT ROOM | Level 3 | Level 3 | 26441 | 296.6282 |  |  | PCP
447948 | 3725 | ACCESSIBLE PATIENT ROOM | Level 3 | Level 3 | 26441 | 299.9471 |  |  | PCP
447949 | 3726 | ACCESSIBLE PATIENT ROOM | Level 3 | Level 3 | 26441 | 299.8046 |  |  | PCP
447950 | 3727 | NURSE STATION | Level 3 | Level 3 | 26441 | 154.2156 |  |  | PCP
447951 | 3728 | MEDS | Level 3 | Level 3 | 26441 | 90.1074 |  | ASK DIANE: ROOM NO | PCP
447952 | 3729 | ACCESSIBLE PATIENT ROOM | Level 3 | Level 3 | 26441 | 298.481 |  |  | PCP
447953 | 3730 | ACCESSIBLE PATIENT ROOM | Level 3 | Level 3 | 26441 | 296.5088 |  |  | PCP
447957 | 3734 | EQUIPMENT STORAGE | Level 3 | Level 3 | 26441 | 155.3733 |  |  | PCP
447958 | 3735 | ACCESSIBLE PATIENT ROOM | Level 3 | Level 3 | 26441 | 280.5581 |  |  | PCP
447959 | 3736 | ACCESSIBLE PATIENT ROOM | Level 3 | Level 3 | 26441 | 290.2212 |  |  | PCP
447960 | 3737 | ACCESSIBLE PATIENT ROOM | Level 3 | Level 3 | 26441 | 297.7594 |  |  | PCP
447961 | 3738 | ACCESSIBLE PATIENT ROOM | Level 3 | Level 3 | 26441 | 297.7594 |  |  | PCP
447962 | 3739 | ACCESSIBLE PATIENT ROOM | Level 3 | Level 3 | 26441 | 289.6493 |  |  | PCP
447963 | 3740 | SOILED UTILITY | Level 3 | Level 3 | 26441 | 98.8802 |  |  | PCP
447964 | 3741 | ACCESSIBLE PATIENT ROOM | Level 3 | Level 3 | 26441 | 312.7295 |  |  | PCP
447965 | 3743 | ACCESSIBLE PATIENT ROOM | Level 3 | Level 3 | 26441 | 357.4017 |  |  | PCP
447966 | 3745 | ACCESSIBLE PATIENT ROOM | Level 3 | Level 3 | 26441 | 347.1278 |  |  | PCP
447967 | 3746 | PHYSICAL THERAPY | Level 3 | Level 3 | 26441 | 423.6499 |  |  | PCP
447968 | 3747 | ACCESSIBLE PATIENT ROOM | Level 3 | Level 3 | 26441 | 358.3615 |  |  | PCP
447969 | 3748 | ACCESSIBLE PATIENT ROOM | Level 3 | Level 3 | 26441 | 348.4336 |  |  | PCP
447970 | 3749 | CLEAN UTILITY | Level 3 | Level 3 | 26441 | 159.4555 |  |  | PCP
447971 | 3750 | ACCESSIBLE PATIENT ROOM | Level 3 | Level 3 | 26441 | 360.6684 |  |  | PCP
447972 | 3751 | ACCESSIBLE PATIENT ROOM | Level 3 | Level 3 | 26441 | 362.7367 |  |  | PCP
447973 | 3752 | NURSE STATION | Level 3 | Level 3 | 26441 | 542.518 |  |  | PCP
447974 | 3753 | MEDS | Level 3 | Level 3 | 26441 | 156.8627 |  | ASK DIANE: ROOM NO | PCP
447975 | 3754 | STAFF TOILET | Level 3 | Level 3 | 26441 | 66.1667 |  |  | PCP
447976 | 3755 | ACCESSIBLE PATIENT ROOM | Level 3 | Level 3 | 26441 | 312.3974 |  |  | PCP
447977 | 3756 | ACCESSIBLE PATIENT ROOM | Level 3 | Level 3 | 26441 | 301.9527 |  |  | PCP
447978 | 3757 | ACCESSIBLE PATIENT ROOM | Level 3 | Level 3 | 26441 | 313.5623 |  |  | PCP
447979 | 3758 | OFFICE | Level 3 | Level 3 | 26441 | 95.4079 |  |  | PCP
447980 | 3759 | ACCESSIBLE PATIENT ROOM | Level 3 | Level 3 | 26441 | 315.5468 |  |  | PCP
447983 | 3763 | ACCESSIBLE PATIENT ROOM | Level 3 | Level 3 | 26441 | 308.3667 |  |  | PCP
447984 | 3764 | ACCESSIBLE PATIENT ROOM | Level 3 | Level 3 | 26441 | 313.4499 |  |  | PCP
447985 | 3765 | ACCESSIBLE PATIENT ROOM | Level 3 | Level 3 | 26441 | 316.0763 |  |  | PCP
447986 | 3766 | WAITING | Level 3 | Level 3 | 26441 | 310.5384 |  |  | PCP
447987 | 3766A | OFFICE | Level 3 | Level 3 | 26441 | 107.9623 |  |  | PCP
447988 | 3768 | ACCESSIBLE TOILET | Level 3 | Level 3 | 26441 | 48.338 |  |  | PCP
447989 | 3769 | ACCESSIBLE TOILET | Level 3 | Level 3 | 26441 | 49.0457 |  |  | PCP
1112781 | 1229 | CORRIDOR | Level 1 | Level 1 | 27010 | 135.2713 | 135
1112826 | 1329 | OFFICE | Level 1 | Level 1 | 27010 | 129.6187 | 130 |  |  |  | 1 | ACTIVE 7/22/14
1112960 | 1329B | OFFICE - MANAGER | Level 1 | Level 1 | 27010 | 186.4173 | 186 |  |  |  | 1 | ACTIVE 7/22/14
1112961 | 1329C | OFFICE | Level 1 | Level 1 | 27010 | 104.2773 | 104 |  |  |  | 1 | ACTIVE 7/22/14
1112962 | 1329D | CONFERENCE | Level 1 | Level 1 | 27010 | 368.3817 | 368 |  |  |  |  | REMOVED 7/22/14
1112831 | 1336 | EMERGENCY | Level 1 | Level 1 | 27010 | 115.7575 | 116 |  |  |  | 1 | ACTIVE 7/22/14
1112832 | 1338 | WAITING | Level 1 | Level 1 | 27010 | 537.0926 | 537
1112833 | 1339 | WAITING | Level 1 | Level 1 | 27010 | 1236.8113 | 1236 | [5 empty] | NO
1112970 | 1339A | EXAM | Level 1 | Level 1 | 27010 | 162.2481 | 162 |  |  |  | 1 | ACTIVE 7/22/14 | NO
1112834 | 1340 | NURSE STATION | Level 1 | Level 1 | 27010 | 182.3407 | 182 |  |  |  | 1 | ACTIVE 7/22/14
1112835 | 1341 | MEDICATION | Level 1 | Level 1 | 27010 | 61.8208 | 62 |  |  |  | 1 | ACTIVE 7/22/14
1112836 | 1342 | TOILET | Level 1 | Level 1 | 27010 | 60.53 | 61 |  |  |  | 1 | ACTIVE 7/22/14
1112838 | 1344 | LAB - ABG | Level 1 | Level 1 | 27010 | 127.1367 | 127 |  |  |  | 1 | ACTIVE 7/22/14 | NO
1112839 | 1345 | TREATMENT | Level 1 | Level 1 | 27010 | 363.4302 | 363 | [5 empty] | NO
1112840 | 1347 | TREATMENT | Level 1 | Level 1 | 27010 | 147.6632 | 148 | [5 empty] | NO
1112841 | 1348 | STORAGE | Level 1 | Level 1 | 27010 | 676.4911 | 677 |  |  |  | 1 | ACTIVE 7/22/14
1112842 | 1349 | STORAGE | Level 1 | Level 1 | 27010 | 140.072 | 140 |  |  |  | 1 | ACTIVE 7/22/14
1112843 | 1351 | TOILET / SHOWER | Level 1 | Level 1 | 27010 | 105.8818 | 106
1112844 | 1352 | LOUNGE | Level 1 | Level 1 | 27010 | 254.786 | 255 |  |  |  | 1 | ACTIVE 7/22/14
1112845 | 1353 | SOILED UTILITY | Level 1 | Level 1 | 27010 | 106.7243 | 107 |  |  |  | 1 | ACTIVE 7/22/14 | YES
1112846 | 1354 | TREATMENT | Level 1 | Level 1 | 27010 | 1190.7356 | 1191 | HEADWALLS (7) |  |  | 1 | ACTIVE 7/22/14 | NO
1112971 | 1354A | CORRIDOR | Level 1 | Level 1 | 27010 | 57.4441 | 57
1112972 | 1354B | TREATMENT | Level 1 | Level 1 | 27010 | 161.6 | 162 | HEADWALLS (2) |  |  |  |  | NO
1112847 | 1355 | NURSE STATION | Level 1 | Level 1 | 27010 | 85.7915 | 86 |  |  |  | 1 | ACTIVE 7/22/14
1112973 | 1355A | TOILET | Level 1 | Level 1 | 27010 | 60.1172 | 60 |  |  |  | 1 | ACTIVE 7/22/14
1112974 | 1355B | DICTATION - MD | Level 1 | Level 1 | 27010 | 81.554 | 82 |  |  |  | 1 | ACTIVE 7/22/14
1112848 | 1356 | CLEAN UTILITY | Level 1 | Level 1 | 27010 | 140.2988 | 140 |  |  |  |  | REMOVED 7/22/14 | NO
1112849 | 1360 | AMBULANCE DRIVERS | Level 1 | Level 1 | 27010 | 84.0403 | 84
1112976 | 1360A | TOILET | Level 1 | Level 1 | 27010 | 63.3507 | 63 |  |  |  | 1 | ACTIVE 7/22/14
1112977 | 1361A | STORAGE | Level 1 | Level 1 | 27010 | 51.5924 | 52 |  |  |  | 1 | ACTIVE 7/22/14
1112978 | 1361B | STORAGE | Level 1 | Level 1 | 27010 | 57.4547 | 57 |  |  |  | 1 | ACTIVE 7/22/14
1112851 | 1362 | TOILET | Level 1 | Level 1 | 27010 | 49.5892 | 50 |  |  |  | 1 | ACTIVE 7/22/14
1112852 | 1363 | TOILET | Level 1 | Level 1 | 27010 | 69.7581 | 70 |  |  |  | 1 | ACTIVE 7/22/14
1112853 | 1364 | CHARTING - MD | Level 1 | Level 1 | 27010 | 172.8085 | 173 |  |  |  |  | REMOVED 7/22/14
1112854 | 1365 | RADIOLOGY | Level 1 | Level 1 | 27010 | 322.0534 | 322 |  |  |  | 1 | ACTIVE 7/22/14 | NO
1112979 | 1365A | CONTROL ROOM | Level 1 | Level 1 | 27010 | 80.291 | 80 |  |  |  |  | REMOVED 7/22/14
1112980 | 1365B | DARK ROOM | Level 1 | Level 1 | 27010 | 36.1158 | 36 |  |  |  | 1 | ACTIVE 7/22/14
1112855 | 1370 | NURSE STATION | Level 1 | Level 1 | 27010 | 193.0369 | 193 |  |  |  | 1 | ACTIVE 7/22/14
1112856 | 1371 | TREATMENT / DECON SHWR | Level 1 | Level 1 | 27010 | 263.9606 | 264 | HEADWALL: H |  |  |  |  | NO
1112857 | 1372 | TOILET | Level 1 | Level 1 | 27010 | 109.7226 | 110 |  |  |  | 1 | ACTIVE 7/22/14
1112858 | 1373 | EXAM | Level 1 | Level 1 | 27010 | 240.0399 | 240 | HEADWALLS: A B |  |  | 1 | ACTIVE 7/22/14 | NO
1112859 | 1374 | EXAM | Level 1 | Level 1 | 27010 | 222.0991 | 222 | HEADWALLS: C D |  |  | 1 | ACTIVE 7/22/14 | NO
1112860 | 1375 | EXAM | Level 1 | Level 1 | 27010 | 311.0991 | 311 | HEADWALLS: E F G |  |  | 1 | ACTIVE 7/22/14 | NO
1112861 | 1378 | TREATMENT | Level 1 | Level 1 | 27010 | 342.4147 | 342 | [5 empty] | NO
1112862 | 1379 | MEDICATION | Level 1 | Level 1 | 27010 | 93.587 | 93 |  |  |  | 1 | ACTIVE 7/22/14
1112863 | 1380 | EXAM | Level 1 | Level 1 | 27010 | 99.4814 | 99 | HEADWALL: I |  |  | 1 | ACTIVE 7/22/14
1112864 | 1381 | EXAM | Level 1 | Level 1 | 27010 | 101.8083 | 102 | HEADWALL: J |  |  | 1 | ACTIVE 7/22/14
1112865 | 1382 | EXAM | Level 1 | Level 1 | 27010 | 98.815 | 99 | HEADWALL: K |  |  | 1 | ACTIVE 7/22/14
1112981 | 1382A | SOILED UTILITY | Level 1 | Level 1 | 27010 | 135.5447 | 136 |  |  |  | 1 | ACTIVE 7/22/14
1112866 | 1383 | EXAM | Level 1 | Level 1 | 27010 | 101.7245 | 102 | HEADWALL: L |  |  | 1 | ACTIVE 7/22/14
1112982 | 1383A | TOILET | Level 1 | Level 1 | 27010 | 71.1309 | 71
1112867 | 1384 | TREATMENT | Level 1 | Level 1 | 27010 | 339.4082 | 339 | HEADWALLS: N O P
1112868 | 1385 | TREATMENT | Level 1 | Level 1 | 27010 | 439.1086 | 439 | HEADWALLS: Q R S T
1112869 | 1386 | EXAM | Level 1 | Level 1 | 27010 | 125.0999 | 125 | HEADWALL: M |  |  | 1 | ACTIVE 7/22/14
1112870 | 1387 | LOUNGE | Level 1 | Level 1 | 27010 | 165.3416 | 165 |  |  |  | 1 | ACTIVE 7/22/14
1113206 | 2343 | MEDICATION | Level 2 | Level 2 | 27120 | 99.9025 | 100
1113140 | 2115 | DICTATION | Level 2 | Level 2 | 27420 | 292.8423 | 293
1113141 | 2121 | OFFICE - SURGERY | Level 2 | Level 2 | 27420 | 49.4831 | 50 | [5 empty] | NO
1113142 | 2122 | OFFICE - SURGERY | Level 2 | Level 2 | 27420 | 57.3447 | 57 |  |  |  | 1 | SUSPENDED 7/22/14 | NO
1113143 | 2123 | OFFICE - SURGERY | Level 2 | Level 2 | 27420 | 57.4225 | 57 |  |  |  | 1 | SUSPENDED 7/22/14 | NO
1113144 | 2124 | OFFICE - SURGERY | Level 2 | Level 2 | 27420 | 41.5741 | 42 |  |  |  | 1 | SUSPENDED 7/22/14 | NO
1113145 | 2125 | OFFICE - SURGERY | Level 2 | Level 2 | 27420 | 997.2854 | 997 |  |  |  | 1 | SUSPENDED 7/22/14 | NO
1113281 | 2125A | OFFICE - SURGERY | Level 2 | Level 2 | 27420 | 55.0803 | 55 |  |  |  | 1 | SUSPENDED 7/22/14 | NO
1113146 | 2126 | OFFICE - SURGERY | Level 2 | Level 2 | 27420 | 211.8008 | 212 |  |  |  | 1 | SUSPENDED 7/22/14 | NO
1113147 | 2127 | OFFICE - SURGERY | Level 2 | Level 2 | 27420 | 933.8654 | 933 |  |  |  | 2 | SUSPENDED 7/22/14 | NO
1113282 | 2127A | OFFICE - SURGERY | Level 2 | Level 2 | 27420 | 65.3609 | 65 |  |  |  | 2 | SUSPENDED 7/22/14 | NO
1113148 | 2128 | OFFICE - SURGERY | Level 2 | Level 2 | 27420 | 57.554 | 58 |  |  |  | 2 | SUSPENDED 7/22/14 | NO
1113149 | 2129 | OFFICE - SURGERY | Level 2 | Level 2 | 27420 | 57.3623 | 57 |  |  |  | 2 | SUSPENDED 7/22/14 | NO
1113150 | 2130 | OFFICE - SURGERY | Level 2 | Level 2 | 27420 | 41.3329 | 41 |  |  |  | 2 | SUSPENDED 7/22/14 | NO
1113151 | 2131 | OFFICE - SURGERY | Level 2 | Level 2 | 27420 | 43.0828 | 43 |  |  |  | 2 | SUSPENDED 7/22/14 | NO
1113152 | 2132 | OFFICE - SURGERY | Level 2 | Level 2 | 27420 | 125.59 | 126 |  |  |  | 2 | SUSPENDED 7/22/14 | NO
1113177 | 2271 | LOUNGE | Level 2 | Level 2 | 27420 | 699.4652 | 699
447716 | 3001 |  | Level 3 | Level 3 | 27420 | 165.8122 |  | UNKNOWN
447764 | 3103 | OFFICE | Level 3 | Level 3 | 27420 | 121.7777
447765 | 3104 | CONTROL | Level 3 | Level 3 | 27420 | 190.5324
447766 | 3105 | OFFICE | Level 3 | Level 3 | 27420 | 116.0406
447767 | 3106 | SCHEDULING | Level 3 | Level 3 | 27420 | 125.0164
447768 | 3107 | WORK ROOM - ANESTHESIA | Level 3 | Level 3 | 27420 | 513.1792 | [6 empty] | NO
447769 | 3109 | LOUNGE | Level 3 | Level 3 | 27420 | 190.0647
447772 | 3116 | DECONTAMINATION | Level 3 | Level 3 | 27420 | 211.7665 | [6 empty] | YES
447773 | 3120 | O R 1 | Level 3 | Level 3 | 27420 | 512.3304 | [6 empty] | YES
447774 | 3122 | O R 2 | Level 3 | Level 3 | 27420 | 514.4218 | [6 empty] | YES
447775 | 3122A | SUPPLY | Level 3 | Level 3 | 27420 | 87.8943
447776 | 3123 | STORAGE | Level 3 | Level 3 | 27420 | 233.6994
447777 | 3124 | O R 3 | Level 3 | Level 3 | 27420 | 540.0283 | [6 empty] | YES
447779 | 3125 | FILM PROCESS | Level 3 | Level 3 | 27420 | 88.3382
447780 | 3125A | DARK ROOM | Level 3 | Level 3 | 27420 | 101.8819
447781 | 3126 | O R 4 | Level 3 | Level 3 | 27420 | 525.8175 | [6 empty] | YES
447782 | 3127 | TOILET | Level 3 | Level 3 | 27420 | 69.875
447783 | 3128 | O R 5 | Level 3 | Level 3 | 27420 | 486.0006 | [6 empty] | YES
447785 | 3129 | STORAGE | Level 3 | Level 3 | 27420 | 134.0177
447786 | 3130 | O R 6 | Level 3 | Level 3 | 27420 | 609.7647 | [6 empty] | YES
447787 | 3131 | CONTROL | Level 3 | Level 3 | 27420 | 109.3075
447788 | 3132 | O R 7 | Level 3 | Level 3 | 27420 | 556.8718 | [6 empty] | YES
447789 | 3133 | STERILE CORE | Level 3 | Level 3 | 27420 | 1356.0829 | [6 empty] | YES
447790 | 3134 | O R 8 | Level 3 | Level 3 | 27420 | 482.609 | [6 empty] | YES
447791 | 3135 | STERILE CORE | Level 3 | Level 3 | 27420 | 1057.6447 | [6 empty] | YES
447792 | 3135A | STORAGE | Level 3 | Level 3 | 27420 | 137.8758
447793 | 3136 | O R 9 | Level 3 | Level 3 | 27420 | 575.0344 | [6 empty] | YES
447794 | 3137 | WORK ROOM / EQUIP | Level 3 | Level 3 | 27420 | 416.773
447795 | 3137A | CONTROL | Level 3 | Level 3 | 27420 | 128.2263
447796 | 3138 | O R 10 | Level 3 | Level 3 | 27420 | 567.4799 | [6 empty] | YES
447797 | 3140 | O R 11 | Level 3 | Level 3 | 27420 | 488.8102 | [6 empty] | YES
447798 | 3141 | STORAGE | Level 3 | Level 3 | 27420 | 67.8197
447799 | 3142 | O R 12 | Level 3 | Level 3 | 27420 | 460.9634 | [6 empty] | YES
447800 | 3143 | TOILET | Level 3 | Level 3 | 27420 | 67.3723
447801 | 3144 | RECOVERY - O R | Level 3 | Level 3 | 27420 | 551.5743 | [6 empty] | YES
447802 | 3144A | RECOVERY - O R | Level 3 | Level 3 | 27420 | 800.7402 | [6 empty] | YES
447803 | 3144B | STORAGE | Level 3 | Level 3 | 27420 | 41.4712
447804 | 3145 | SOILED UTILITY | Level 3 | Level 3 | 27420 | 145.5562 | [6 empty] | YES
447805 | 3146 | ISOLATION | Level 3 | Level 3 | 27420 | 100.2689 | [6 empty] | YES
447806 | 3147 | CLEAN UTILITY | Level 3 | Level 3 | 27420 | 153.4891 | [6 empty] | YES
447822 | 3171 | SOILED UTILITY | Level 3 | Level 3 | 27420 | 78.9898 | [6 empty] | YES
447825 | 3179 | OFFICE | Level 3 | Level 3 | 27420 | 132.7728
447828 | 3185A | CLEAN UTILITY | Level 3 | Level 3 | 27420 | 255.8725 | [6 empty] | YES
447829 | 3185B | CONSULT | Level 3 | Level 3 | 27420 | 100.8446
447831 | 3185D | STORAGE | Level 3 | Level 3 | 27420 | 29.3427
447861 | 3225B | OFFICE | Level 3 | Level 3 | 27420 | 77.5622
447862 | 3225C | LOUNGE | Level 3 | Level 3 | 27420 | 203.8784
447869 | 3303 |  | Level 3 | Level 3 | 27420 | 218.5109 |  | UNKNOWN
1113304 | C205 | CORRIDOR | Level 2 | Level 2 | 27420 | 719.821 | 719
448027 | C308 | CORRIDOR | Level 3 | Level 3 | 27420 | 3931.7961
448028 | C309 | CORRIDOR | Level 3 | Level 3 | 27420 | 2488.0884
447836 | 3201 | PRE / POST OP TESTING | Level 3 | Level 3 | 27430 | 105.7624 | [6 empty] | NO
447837 | 3201A | TOILET - STAFF | Level 3 | Level 3 | 27430 | 26.0016
447838 | 3202 |  | Level 3 | Level 3 | 27430 | 342.9017 |  | HEADWALLS (2) / REMOVED BEDS (2) |  | 2 |  | REMOVED 2005 OR EARLIER
447839 | 3203 | STORAGE | Level 3 | Level 3 | 27430 | 176.5434
447840 | 3205 | EXAM | Level 3 | Level 3 | 27430 | 110.5717
447841 | 3206 |  | Level 3 | Level 3 | 27430 | 367.1051 |  | HEADWALLS (2) / REMOVED BEDS (2) |  | 2 |  | REMOVED 2005 OR EARLIER
447842 | 3207 | REGISTRATION | Level 3 | Level 3 | 27430 | 136.7833
447843 | 3207B | NURSE STATION | Level 3 | Level 3 | 27430 | 197.9399
447844 | 3209 | MEDICATION | Level 3 | Level 3 | 27430 | 151.1874
447845 | 3210 |  | Level 3 | Level 3 | 27430 | 364.4343 |  | HEADWALLS (2) / REMOVED BEDS (2) |  | 2 |  | REMOVED 2005 OR EARLIER
447846 | 3211 | CLEAN UTILITY | Level 3 | Level 3 | 27430 | 139.1983 | [6 empty] | YES
447847 | 3213 | SOILED UTILITY | Level 3 | Level 3 | 27430 | 111.8244 | [6 empty] | YES
447848 | 3214 |  | Level 3 | Level 3 | 27430 | 367.1812 |  | HEADWALLS (2) / REMOVED BEDS (2) |  | 2 |  | REMOVED 2005 OR EARLIER
447849 | 3215 | STORAGE | Level 3 | Level 3 | 27430 | 41.588
447850 | 3217 | JANITOR | Level 3 | Level 3 | 27430 | 29.1145
447851 | 3218 |  | Level 3 | Level 3 | 27430 | 361.4949 |  | HEADWALL / REMOVED BED |  | 1 |  | REMOVED 2005 OR EARLIER
447852 | 3219 | SOILED UTILITY | Level 3 | Level 3 | 27430 | 43.37 | [6 empty] | YES
447853 | 3221A | TOILET | Level 3 | Level 3 | 27430 | 23.2634
447854 | 3221B | TOILET | Level 3 | Level 3 | 27430 | 37.2731
447855 | 3222 |  | Level 3 | Level 3 | 27430 | 369.9012 |  | HEADWALLS (2) / REMOVED BEDS (2) |  | 2 |  | REMOVED 2005 OR EARLIER
447856 | 3222A | TOILET | Level 3 | Level 3 | 27430 | 118.059
447857 | 3223 | LOCKERS | Level 3 | Level 3 | 27430 | 211.0855
447858 | 3223A | TOILET | Level 3 | Level 3 | 27430 | 122.2368
447859 | 3225 | LOUNGE - STAFF | Level 3 | Level 3 | 27430 | 218.7447
447860 | 3225A | LOCKERS | Level 3 | Level 3 | 27430 | 101.9202
447863 | 3226 |  | Level 3 | Level 3 | 27430 | 369.7896 |  | HEADWALLS (2) / REMOVED BEDS (2) |  | 2 |  | REMOVED 2005 OR EARLIER
447864 | 3227 | PANTRY | Level 3 | Level 3 | 27430 | 51.286
447865 | 3230 |  | Level 3 | Level 3 | 27430 | 429.9982 |  | HEADWALLS (2) / REMOVED BEDS (2) |  | 2 |  | REMOVED 2005 OR EARLIER
447866 | 3234 | EYE PROCEDURE | Level 3 | Level 3 | 27430 | 424.6089 |  | HEADWALLS (2) / REMOVED BEDS (2) |  | 2 |  | REMOVED 2005 OR EARLIER | NO
447867 | 3238 | RECOVERY AREA | Level 3 | Level 3 | 27430 | 1056.3778 |  | HEADWALLS (6) / REMOVED BEDS (6) |  | 6 |  | REMOVED 2005 OR EARLIER | YES
448025 | C306 | CORRIDOR | Level 3 | Level 3 | 27430 | 2053.1368
1112692 | 1011 | MECH | Level 1 | Level 1 | 27471 | 93.8825 | 94
1113156 | 2191 | MECH | Level 2 | Level 2 | 27471 | 1560.7624 | 1561 |  |  |  | 2 | SUSPENDED 7/22/14
1113157 | 2192 | MECH | Level 2 | Level 2 | 27471 | 48.1474 | 48 |  |  |  | 2 | SUSPENDED 7/22/14
1113158 | 2195 | STORAGE | Level 2 | Level 2 | 27471 | 96.8236 | 97 | UNKNOWN / was MECH (LINKS CHANGE) |  |  | 2 | SUSPENDED 7/22/14
1114544 | L105A | OFFICE - CPD | Level LL | Level LL | 27471 | 91.3631 | 91
1114546 | L115 | OFFICE - CPD | Level LL | Level LL | 27471 | 157.7275 | 158
1114547 | L115A | OFFICE - CPD | Level LL | Level LL | 27471 | 70.0998 | 70
1114548 | L120 | STORAGE - EQUIP | Level LL | Level LL | 27471 | 771.57 | 772
1114549 | L120A | EQUIP - STERILE | Level LL | Level LL | 27471 | 168.7535 | 169 | [5 empty] | YES
1114550 | L125 | CENTRAL PROC DEPT | Level LL | Level LL | 27471 | 121.3378 | 121
1114551 | L125A | VESTIBULE | Level LL | Level LL | 27471 | 916.9219 | 917 |  |  | 1 |  |  | YES
1114552 | L130 | STORAGE - STERILE | Level LL | Level LL | 27471 | 3047.3735 | 3046 | [5 empty] | YES
1114553 | L130A | CENTRAL PROC DEPT | Level LL | Level LL | 27471 | 202.822 | 203 | [5 empty] | YES
1114554 | L130B | CENTRAL PROC DEPT | Level LL | Level LL | 27471 | 91.2424 | 91 | [5 empty] | YES
1114556 | L130D | CENTRAL PROC DEPT | Level LL | Level LL | 27471 | 52.0707 | 52 | [5 empty] | YES
1114557 | L130E | STORAGE - STERILE | Level LL | Level LL | 27471 | 32.9147 | 33 | [5 empty] | YES
1114560 | L140 | LOCKERS - WOMENS | Level LL | Level LL | 27471 | 218.6462 | 219
1114566 | L150 | LOCKERS - MENS | Level LL | Level LL | 27471 | 225.4514 | 225
1114573 | L170 | CPD PACK ROOM | Level LL | Level LL | 27471 | 792.0282 | 792 | [5 empty] | YES
1114574 | L170A | EQUIP | Level LL | Level LL | 27471 | 272.5597 | 272
1114575 | L170B | TOILET | Level LL | Level LL | 27471 | 55.6217 | 55
1112775 | 1200 | STORAGE | Level 1 | Level 1 | 27500 | 136.429 | 136
1112776 | 1205 | BLOOD BANK | Level 1 | Level 1 | 27500 | 365.1233 | 365 | [5 empty] | UNKNOWN
1112777 | 1210 | TOILET | Level 1 | Level 1 | 27500 | 149.8947 | 150
1112940 | 1210A | LOCKERS | Level 1 | Level 1 | 27500 | 96.3899 | 96
1112778 | 1212 | LOCKERS | Level 1 | Level 1 | 27500 | 252.1072 | 252
1112941 | 1212A | TOILET | Level 1 | Level 1 | 27500 | 114.5968 | 115
1112779 | 1215 | LOUNGE | Level 1 | Level 1 | 27500 | 349.2904 | 349
1112783 | 1235 | GLASS WASH | Level 1 | Level 1 | 27500 | 221.3147 | 221 | [5 empty] | YES
1112943 | 1235A | STORAGE | Level 1 | Level 1 | 27500 | 28.1464 | 28
1112784 | 1246 | PHLEBOTOMY | Level 1 | Level 1 | 27500 | 411.7473 | 412 | [5 empty] | YES
1112785 | 1250 | LAB | Level 1 | Level 1 | 27500 | 2426.3373 | 2426 | [5 empty] | YES
1112944 | 1250A | LAB | Level 1 | Level 1 | 27500 | 362.2023 | 362 | [5 empty] | YES
1112787 | 1260 | SPECIMEN | Level 1 | Level 1 | 27500 | 376.956 | 377 | [5 empty] | YES
1112946 | 1260A | TOILET | Level 1 | Level 1 | 27500 | 116.8033 | 117
1112947 | 1260B | TOILET | Level 1 | Level 1 | 27500 | 30.4718 | 30
1112948 | 1260C | OFFICE | Level 1 | Level 1 | 27500 | 47.1863 | 47
1112788 | 1261 | OFFICE | Level 1 | Level 1 | 27500 | 86.0544 | 86
1112789 | 1265 | OFFICE | Level 1 | Level 1 | 27500 | 218.0625 | 218
1112790 | 1270 | HISTOLOGY | Level 1 | Level 1 | 27500 | 249.288 | 249 | [5 empty] | YES
1112791 | 1275 | CYTOLOGY | Level 1 | Level 1 | 27500 | 348.3422 | 348 | [5 empty] | YES
1112780 | 1220 | HEMATOLOGY | Level 1 | Level 1 | 27501 | 524.5657 | 525 | [5 empty] | YES
1112786 | 1255 | MICROBIOLOGY | Level 1 | Level 1 | 27502 | 767.9147 | 768 | [5 empty] | YES
1112945 | 1255A | ISOLATION | Level 1 | Level 1 | 27502 | 130.713 | 131 | [5 empty] | YES
1112782 | 1230 | CHEMISTRY | Level 1 | Level 1 | 27503 | 962.2777 | 962 | [5 empty] | YES
1112942 | 1230A | BLOOD BANK | Level 1 | Level 1 | 27503 | 17.0141 | 17 | [5 empty] | YES
1112792 | 1280 | OFFICE | Level 1 | Level 1 | 27520 | 136.4126 | 137
1112793 | 1281 | OFFICE | Level 1 | Level 1 | 27520 | 194.1923 | 194
1112794 | 1282 | OFFICE | Level 1 | Level 1 | 27520 | 166.1917 | 166
1112795 | 1284 | CONFERENCE | Level 1 | Level 1 | 27520 | 304.1013 | 304
1112796 | 1285 | TOILET | Level 1 | Level 1 | 27520 | 38.4177 | 38
1112797 | 1286 | OFFICE | Level 1 | Level 1 | 27520 | 149.1649 | 149
1112798 | 1287 | OFFICE | Level 1 | Level 1 | 27520 | 148.3285 | 148
1112799 | 1288 | RECEPTION | Level 1 | Level 1 | 27520 | 666.5402 | 667
1112949 | 1288A | LAB RECEPTION - PATHOLOGY | Level 1 | Level 1 | 27520 | 85.6303 | 86 | [5 empty] | NO
447770 | 3113 | LAB - PATHOLOGY | Level 3 | Level 3 | 27520 | 375.3763 |  | HOODS |  |  |  |  | YES
1114300 | G068A | VIEWING | Level GL | Level GL | 27520 | 114.7963 | 115
1114519 | L020A | STORAGE | Level LL | Level LL | 27520 | 183.5318 | 184 |  |  | 1 |  |  | YES
1114523 | L040 | AUTOPSY | Level LL | Level LL | 27520 | 496.154 | 496 |  |  | 1 |  |  | YES
1114524 | L040A | TOILET | Level LL | Level LL | 27520 | 48.6281 | 49
1114525 | L040B | STORAGE - MORGUE | Level LL | Level LL | 27520 | 169.0392 | 169 | [5 empty] | YES
1114526 | L040C | DISSECTION | Level LL | Level LL | 27520 | 197.6958 | 198 | [5 empty] | YES
1114581 | L711 | BODY VIEWING | Level LL | Level LL | 27520 | 107.666 | 108 |  | PCP
1114582 | L712 | BODY HOLD | Level LL | Level LL | 27520 | 203.3173 | 203 |  | PCP
1114583 | L712A | REFRIGERATION ACCESS MECH | Level LL | Level LL | 27520 | 38.6276 | 39 |  | PCP
1112732 | 1129 | LAB - CATH 3 | Level 1 | Level 1 | 27570 | 502.8045 | 503 | [5 empty] | YES
1112925 | 1129A | CONTROL | Level 1 | Level 1 | 27570 | 176.893 | 177
1112926 | 1129B | EQUIP | Level 1 | Level 1 | 27570 | 56.2553 | 57
1112734 | 1139 | WORK ROOM | Level 1 | Level 1 | 27570 | 234.9592 | 234
1112744 | 1161 | STORAGE | Level 1 | Level 1 | 27570 | 12.1395 | 12
1112750 | 1167 | STORAGE | Level 1 | Level 1 | 27570 | 111.9829 | 112
1112936 | 1167A | TOILET | Level 1 | Level 1 | 27570 | 46.9197 | 47
1112751 | 1169 | OFFICE | Level 1 | Level 1 | 27570 | 140.2605 | 140
1112937 | 1169A | OFFICE | Level 1 | Level 1 | 27570 | 128.0136 | 128
1112752 | 1170 | READING | Level 1 | Level 1 | 27570 | 206.6711 | 214
1112754 | 1172 | INVASIVE VASCULAR | Level 1 | Level 1 | 27570 | 558.6072 | 559 | [5 empty] | YES
1112755 | 1174 | CONTROL | Level 1 | Level 1 | 27570 | 182.1216 | 182
1112938 | 1174A | STORAGE | Level 1 | Level 1 | 27570 | 68.6093 | 69
1112756 | 1175 | STORAGE | Level 1 | Level 1 | 27570 | 17.1909 | 17
1112757 | 1176 | LAB - CATH 2 | Level 1 | Level 1 | 27570 | 859.0853 | 859 | [5 empty] | YES
1112758 | 1178 | STORAGE | Level 1 | Level 1 | 27570 | 120.9038 | 121
1112759 | 1179 | SUPPLY | Level 1 | Level 1 | 27570 | 295.8978 | 296
1112762 | 1184 | STORAGE | Level 1 | Level 1 | 27570 | 178.9954 | 179
1112763 | 1185 | WORK ROOM | Level 1 | Level 1 | 27570 | 421.9253 | 422
1112939 | 1185A | TOILET | Level 1 | Level 1 | 27570 | 50.0625 | 50
1112764 | 1186 | CONTROL | Level 1 | Level 1 | 27570 | 167.2114 | 167
1112765 | 1188 | LAB - CATH 1 | Level 1 | Level 1 | 27570 | 636.9651 | 637 | [5 empty] | YES
1112878 | 1745 | CATH CONSULTING | Level 1 | Level 1 | 27570 | 127.9136 | 128 |  | PCP
1112879 | 1746 | CATH LAB WAITING | Level 1 | Level 1 | 27570 | 305.772 | 306 |  | PCP
1113646 | 4366A | EEG (KAISER) | Level 4 | Level 4 | 27591 | 73.9971 | 74
1113647 | 4366B | EEG (KAISER) | Level 4 | Level 4 | 27591 | 59.6803 | 60
1113648 | 4366C | EEG (KAISER) | Level 4 | Level 4 | 27591 | 71.3667 | 71 |  |  |  |  | REMOVED 7/22/14
1113526 | 4370 | WAITING | Level 4 | Level 4 | 27591 | 121.5816 | 122
1113527 | 4371 | RECEPTION | Level 4 | Level 4 | 27591 | 79.141 | 79
1113649 | 4371A | SCHEDULING | Level 4 | Level 4 | 27591 | 76.3118 | 76
1113528 | 4372 | CLERICAL | Level 4 | Level 4 | 27591 | 515.0592 | 515 |  |  |  |  | REMOVED 7/22/14
1113529 | 4373 | READING - MD | Level 4 | Level 4 | 27591 | 141.9323 | 142 |  |  |  |  | REMOVED 7/22/14
1113530 | 4375 | OFFICE | Level 4 | Level 4 | 27591 | 73.9712 | 74 |  |  |  |  | REMOVED 7/22/14
1113531 | 4377 | EKG READING | Level 4 | Level 4 | 27591 | 103.3587 | 103 |  |  |  |  | REMOVED 7/22/14
1113532 | 4379 | TECH WORK OFFICE | Level 4 | Level 4 | 27591 | 102.192 | 102 | [5 empty] | NO
1113533 | 4381 | SOILED UTILITY | Level 4 | Level 4 | 27591 | 59.9542 | 60 | [5 empty] | YES
1113534 | 4383 | CLEAN UTILITY | Level 4 | Level 4 | 27591 | 57.5916 | 58 | [5 empty] | YES
1113535 | 4384 | STRESS ECHO | Level 4 | Level 4 | 27591 | 204.3017 | 204
1113536 | 4385 | TOILET | Level 4 | Level 4 | 27591 | 48.976 | 48
1113537 | 4386 | TREAD 3 | Level 4 | Level 4 | 27591 | 219.2116 | 219
1113538 | 4388 | ECHO 3 | Level 4 | Level 4 | 27591 | 160.402 | 160
1113539 | 4390 | TREAD 2 | Level 4 | Level 4 | 27591 | 216.1108 | 216
1113540 | 4392 | ECHO 2 | Level 4 | Level 4 | 27591 | 163.1387 | 163
1113541 | 4394 | TREAD 1 | Level 4 | Level 4 | 27591 | 219.4599 | 219
1113542 | 4396 | ECHO 1 | Level 4 | Level 4 | 27591 | 160.402 | 160
1113543 | 4398 | EKG HOLTER | Level 4 | Level 4 | 27591 | 133.0383 | 133 |  |  |  |  | REMOVED 7/22/14
1113544 | 4402 | CORRIDOR | Level 4 | Level 4 | 27591 | 1038.282 | 1038
1113640 | 4362C | OFFICE | Level 4 | Level 4 | 27594 | 80.0693 | 84
1112766 | 1190 | PRE / POST RECOVERY | Level 1 | Level 1 | 27620 | 1370.3095 | 1370 | [5 empty] | YES
1112767 | 1191 | DRESSING | Level 1 | Level 1 | 27620 | 97.6874 | 98
1112768 | 1192 | MEDICATION | Level 1 | Level 1 | 27620 | 109.5974 | 110
1112769 | 1193 | SOILED UTILITY | Level 1 | Level 1 | 27620 | 84.0795 | 84 | [5 empty] | YES
1112770 | 1194 | CLEAN UTILITY | Level 1 | Level 1 | 27620 | 72.4668 | 72 | [5 empty] | YES
1112771 | 1196 | OFFICE | Level 1 | Level 1 | 27620 | 52.7514 | 53
1112772 | 1197 | TOILET | Level 1 | Level 1 | 27620 | 60.9612 | 61
1112773 | 1198 | STORAGE | Level 1 | Level 1 | 27620 | 9.1573 | 9
1112774 | 1199 | STORAGE | Level 1 | Level 1 | 27620 | 10.68 | 11 | [5 empty] | YES
1112712 | 1105 | LAB REGISTRATION | Level 1 | Level 1 | 27630 | 293.5332 | 293 | [5 empty] | NO
1112909 | 1105A | OFFICE | Level 1 | Level 1 | 27630 | 85.5169 | 85
1112713 | 1106 | OFFICE | Level 1 | Level 1 | 27630 | 188.904 | 189
1133879 | 1107 | PATIENT HOLDING | Level 1 | Level 1 | 27630 | 500.3729 | 500 | [5 empty] | NO
1112910 | 1107A | MECH | Level 1 | Level 1 | 27630 | 124.7384 | 124
1112715 | 1108 | READING | Level 1 | Level 1 | 27630 | 254.8687 | 255
1112911 | 1108A | STORAGE | Level 1 | Level 1 | 27630 | 6.6274 | 7
1112716 | 1109 | TOILET | Level 1 | Level 1 | 27630 | 52.5519 | 53
1112717 | 1111 | OFFICE | Level 1 | Level 1 | 27630 | 195.0986 | 195
1112718 | 1112 | OFFICE | Level 1 | Level 1 | 27630 | 154.5569 | 155
1112719 | 1113 | CONFERENCE | Level 1 | Level 1 | 27630 | 257.2407 | 257
1112720 | 1114 | LOUNGE - RADIOLOGY | Level 1 | Level 1 | 27630 | 427.54 | 428
1112912 | 1114A | CHANGING - MENS | Level 1 | Level 1 | 27630 | 107.9478 | 108
1112913 | 1114B | TOILET - MENS | Level 1 | Level 1 | 27630 | 100.6898 | 100
1112914 | 1114C | CHANGING - WOMENS | Level 1 | Level 1 | 27630 | 137.6025 | 138
1112915 | 1114D | TOILET - WOMENS | Level 1 | Level 1 | 27630 | 96.3016 | 96
1112916 | 1114E | STORAGE | Level 1 | Level 1 | 27630 | 30.1942 | 30
1112726 | 1120 | RADIOLOGY 11 | Level 1 | Level 1 | 27630 | 258.7238 | 259 | [5 empty] | NO
1112727 | 1121 | OFFICE | Level 1 | Level 1 | 27630 | 133.111 | 133
1112728 | 1122 | RADIOLOGY 12 | Level 1 | Level 1 | 27630 | 238.4969 | 238 | [5 empty] | NO
1112729 | 1124 | DRESSING | Level 1 | Level 1 | 27630 | 290.3042 | 290
1112923 | 1124A | RADIOLOGY 13 | Level 1 | Level 1 | 27630 | 249.0403 | 249 | [5 empty] | NO
1112924 | 1124B | RADIOLOGY 14 | Level 1 | Level 1 | 27630 | 277.1696 | 276 | [5 empty] | NO
1112730 | 1126 | LOCKERS - PHYSICIANS | Level 1 | Level 1 | 27630 | 104.5353 | 104
1112731 | 1127 | TOILET | Level 1 | Level 1 | 27630 | 94.0458 | 94
1112736 | 1144 | CORRIDOR / WORK ROOM | Level 1 | Level 1 | 27630 | 1060.9246 | 1061
1112927 | 1144A | TOILET | Level 1 | Level 1 | 27630 | 28.2159 | 28
1112928 | 1144B | TECH AREA | Level 1 | Level 1 | 27630 | 53.3051 | 53
1112929 | 1144C | TECH AREA | Level 1 | Level 1 | 27630 | 59.6729 | 58
1112930 | 1144D | TECH AREA | Level 1 | Level 1 | 27630 | 48.0428 | 48
1112931 | 1144E | TOILET | Level 1 | Level 1 | 27630 | 67.4816 | 67
1112932 | 1144F | TECH AREA | Level 1 | Level 1 | 27630 | 63.9206 | 64
1112933 | 1144G | TECH AREA | Level 1 | Level 1 | 27630 | 44.7188 | 45
1112934 | 1144H | TELE / DATA | Level 1 | Level 1 | 27630 | 17.0481 | 17
1112935 | 1144I | TRANSCRIPTION | Level 1 | Level 1 | 27630 | 625.8771 | 626
1112737 | 1147 | CONTROL | Level 1 | Level 1 | 27630 | 213.2215 | 213
1112738 | 1149 | LAB - CATH 5 | Level 1 | Level 1 | 27630 | 535.9021 | 536 | [5 empty] | YES
1112739 | 1150 | VIEWING | Level 1 | Level 1 | 27630 | 303.5621 | 303
1112740 | 1152 | FILE ROOM | Level 1 | Level 1 | 27630 | 529.3485 | 529
1112741 | 1154 | RADIOLOGY 6 | Level 1 | Level 1 | 27630 | 311.1524 | 311 | [5 empty] | NO
1112742 | 1156 | RADIOLOGY 5 | Level 1 | Level 1 | 27630 | 279.2027 | 279 | [5 empty] | NO
1112743 | 1160 | READING | Level 1 | Level 1 | 27630 | 415.6652 | 416
1112745 | 1162 | RADIOLOGY 7 | Level 1 | Level 1 | 27630 | 323.956 | 324 | [5 empty] | NO
1112746 | 1163 | TOILET | Level 1 | Level 1 | 27630 | 25.1441 | 25
1112747 | 1164 | TOILET | Level 1 | Level 1 | 27630 | 19.2854 | 19
1112748 | 1165 | TOILET | Level 1 | Level 1 | 27630 | 18.3759 | 18
1112749 | 1166 | TOILET | Level 1 | Level 1 | 27630 | 16.339 | 16
1114416 | G315 | FILE STORAGE | Level GL | Level GL | 27630 | 1101.4731 | 1101
1114417 | G330 | MECH | Level GL | Level GL | 27630 | 623.0908 | 623
1112800 | 1300 | WAITING | Level 1 | Level 1 | 27650 | 515.2897 | 515
1112950 | 1300A | STORAGE | Level 1 | Level 1 | 27650 | 75.7322 | 76
1112951 | 1300B | STORAGE | Level 1 | Level 1 | 27650 | 27.8733 | 28
1112801 | 1301 | OFFICE | Level 1 | Level 1 | 27650 | 46.4852 | 46
1112802 | 1302 | OFFICE | Level 1 | Level 1 | 27650 | 48.3919 | 49
1112952 | 1302A | OFFICE | Level 1 | Level 1 | 27650 | 69.0705 | 69
1112803 | 1303 | OFFICE | Level 1 | Level 1 | 27650 | 46.0693 | 46
1112804 | 1304 | CONFERENCE | Level 1 | Level 1 | 27650 | 111.3975 | 111
1112805 | 1305 | NUCLEAR MEDICINE | Level 1 | Level 1 | 27650 | 121.3734 | 121 | HOOD |  |  |  |  | YES
1112806 | 1306 | NUCLEAR MEDICINE | Level 1 | Level 1 | 27650 | 352.0155 | 352 | [5 empty] | YES
1112807 | 1307 | OFFICE | Level 1 | Level 1 | 27650 | 113.1667 | 113
1112953 | 1307A | STORAGE | Level 1 | Level 1 | 27650 | 17.1885 | 17
1112808 | 1308 | VESTIBULE | Level 1 | Level 1 | 27650 | 146.9421 | 147
1112954 | 1308A | STORAGE | Level 1 | Level 1 | 27650 | 19.0764 | 19
1112955 | 1308B | TOILET | Level 1 | Level 1 | 27650 | 21.0398 | 21
1112809 | 1309 | CONTROL | Level 1 | Level 1 | 27650 | 106.6012 | 107
1112810 | 1310 | NUCLEAR MEDICINE | Level 1 | Level 1 | 27650 | 215.3313 | 215 | [5 empty] | YES
1112811 | 1312 | NUCLEAR MEDICINE | Level 1 | Level 1 | 27650 | 530.1914 | 530 | [5 empty] | YES
1112956 | 1313A | OFFICE | Level 1 | Level 1 | 27650 | 90.5984 | 91
1112721 | 1115 | ULTRASOUND 1 | Level 1 | Level 1 | 27670 | 180.2361 | 180
1112917 | 1115A | TOILET | Level 1 | Level 1 | 27670 | 47.8509 | 48
1112722 | 1116 | ULTRASOUND 2 | Level 1 | Level 1 | 27670 | 195.0015 | 195
1112918 | 1116A | TOILET | Level 1 | Level 1 | 27670 | 51.3684 | 51
1112723 | 1117 | WORK ROOM | Level 1 | Level 1 | 27670 | 165.7044 | 166
1112919 | 1117A | STORAGE | Level 1 | Level 1 | 27670 | 23.4902 | 23
1112724 | 1118 | ULTRASOUND 3 | Level 1 | Level 1 | 27670 | 202.9001 | 203
1112920 | 1118A | TOILET | Level 1 | Level 1 | 27670 | 31.8452 | 32
1112725 | 1119 | OFFICE | Level 1 | Level 1 | 27670 | 153.6483 | 153
1112921 | 1119A | STORAGE | Level 1 | Level 1 | 27670 | 37.9357 | 38
1112922 | 1119B | TOILET | Level 1 | Level 1 | 27670 | 54.828 | 55
1112733 | 1130 | CT SCAN TECH | Level 1 | Level 1 | 27680 | 134.6379 | 135
1112735 | 1140 | CT SCAN PROCEDURE | Level 1 | Level 1 | 27680 | 380.4936 | 380 | [5 empty] | NO
1112760 | 1180 | LAB - CATH 4 | Level 1 | Level 1 | 27680 | 650.269 | 657 | [5 empty] | YES
1112761 | 1182 | CONTROL | Level 1 | Level 1 | 27680 | 192.3848 | 192
1112710 | 1090 | LOUNGE | Level 1 | Level 1 | 27710 | 91.6588 | 92
1112908 | 1090A | PHARMACY | Level 1 | Level 1 | 27710 | 77.9909 | 78 | HOOD |  |  |  |  | YES
1112711 | 1095 | PHARMACY (VACANT) | Level 1 | Level 1 | 27710 | 1113.3838 | 1113 | Diane: keep CC, note vacant Jan2016 |  |  |  |  | NO
1112812 | 1313 | OFFICE - PHARMACY | Level 1 | Level 1 | 27710 | 58.281 | 58
1112813 | 1314 | OFFICE - PHARMACY | Level 1 | Level 1 | 27710 | 58.1677 | 58
1112814 | 1315 | OFFICE - PHARMACY | Level 1 | Level 1 | 27710 | 48.4152 | 48
1112815 | 1316 | STORAGE STERILE - PHARMACY | Level 1 | Level 1 | 27710 | 151.6438 | 152 | [5 empty] | YES
1112816 | 1317 | STORAGE - PHARMACY | Level 1 | Level 1 | 27710 | 103.4072 | 103 | [5 empty] | YES
1112817 | 1318 | PHARMACY | Level 1 | Level 1 | 27710 | 185.2563 | 185 | HOOD |  |  |  |  | YES
1112818 | 1319 | PHARMACY | Level 1 | Level 1 | 27710 | 343.9371 | 344 | HOOD |  |  |  |  | YES
1112819 | 1320 | PHARMACY | Level 1 | Level 1 | 27710 | 147.2217 | 147 | [5 empty] | YES
1112820 | 1321 | PHARMACY | Level 1 | Level 1 | 27710 | 234.9962 | 235 | HOOD |  |  |  |  | YES
1112957 | 1322A | PHARMACY REFRIG STERILE | Level 1 | Level 1 | 27710 | 196.504 | 197 | [5 empty] | YES
1112958 | 1322B | OFFICE - PHARMACY | Level 1 | Level 1 | 27710 | 204.9078 | 205
1112821 | 1323 | CORRIDOR - PHARMACY | Level 1 | Level 1 | 27710 | 172.695 | 173
1112822 | 1324 | OFFICE - PHARMACY | Level 1 | Level 1 | 27710 | 105.8888 | 106
1112823 | 1325 | OFFICE - PHARMACY | Level 1 | Level 1 | 27710 | 105.9146 | 106
1112824 | 1326 | OFFICE - PHARMACY | Level 1 | Level 1 | 27710 | 226.8719 | 227
1112825 | 1327 | OFFICE - PHARMACY | Level 1 | Level 1 | 27710 | 369.2066 | 369
1113153 | 2135 | STORAGE - PHARMACY | Level 2 | Level 2 | 27710 | 123.2992 | 123 |  |  |  | 2 | SUSPENDED 7/22/14 | NO
447763 | 3102 | PHARMACY - O R | Level 3 | Level 3 | 27710 | 109.1138 | [6 empty] | YES
1113460 | 4175 | OFFICE | Level 4 | Level 4 | 27710 | 108.8977 | 109
1113498 | 4301 | PHARMACY | Level 4 | Level 4 | 27710 | 207.3223 | 207 | HOOD |  |  |  |  | YES
1113815 | 5301 | OFFICE - PHARMACY | Level 5 | Level 5 | 27710 | 225.4456 | 225 | [5 empty] | NO
1114437 | G738 | OFFICE | Level GL | Level GL | 27710 | 101.1636 | 101 |  | PCP
1114438 | G739 | OFFICE - BUYER | Level GL | Level GL | 27710 | 102.0443 | 102 |  | PCP
1114439 | G740 | OFFICE - PYXIS | Level GL | Level GL | 27710 | 113.4242 | 113 |  | PCP
1114440 | G741 | STORAGE - CLEAN | Level GL | Level GL | 27710 | 216.1628 | 216 |  | PCP
1114441 | G742 | STAFF LOUNGE | Level GL | Level GL | 27710 | 196.9706 | 197 |  | PCP
1114442 | G743 | ORDER ENTRY | Level GL | Level GL | 27710 | 1918.4787 | 1918 |  | PCP
1114443 | G744 | ANTE ROOM | Level GL | Level GL | 27710 | 233.876 | 234 |  | PCP
1114444 | G745 | IV MIX | Level GL | Level GL | 27710 | 217.9721 | 218 |  | PCP
1114445 | G746 | CHEMO | Level GL | Level GL | 27710 | 122.5994 | 123 |  | PCP
1114446 | G747 | TOILET VESTIBULE | Level GL | Level GL | 27710 | 28.7303 | 29 |  | PCP
1114447 | G748 | ACCESSIBLE STAFF TOILET | Level GL | Level GL | 27710 | 70.2708 | 70 |  | PCP
1114448 | G750 | COMPOUNDING | Level GL | Level GL | 27710 | 232.9285 | 233 |  | PCP
1114450 | G752 | OFFICE | Level GL | Level GL | 27710 | 84.7194 | 85 |  | PCP
1114451 | G755 | BREAK DOWN | Level GL | Level GL | 27710 | 132.0227 | 132 |  | PCP
1114452 | G756 | RECEIVING | Level GL | Level GL | 27710 | 99.9294 | 100 |  | PCP
447807 | 3148 | LAB - RESP ABG | Level 3 | Level 3 | 27720 | 99.0975 | [6 empty] | NO
1113441 | 4153 | STORAGE | Level 4 | Level 4 | 27720 | 57.8854 | 58
1113483 | 4227 | SITZ BATH | Level 4 | Level 4 | 27720 | 42.863 | 43
1113509 | 4329 | OFFICE | Level 4 | Level 4 | 27720 | 225.2121 | 225
1113630 | 4329A | OFFICE | Level 4 | Level 4 | 27720 | 66.4843 | 66
1113631 | 4329B | OFFICE | Level 4 | Level 4 | 27720 | 92.5757 | 92
1113511 | 4333 | CONFERENCE | Level 4 | Level 4 | 27720 | 246.5146 | 247
1113512 | 4339 | STORAGE | Level 4 | Level 4 | 27720 | 51.4415 | 51
1113632 | 4339A | STORAGE | Level 4 | Level 4 | 27720 | 12.7333 | 13
1113514 | 4343 | STORAGE | Level 4 | Level 4 | 27720 | 201.3523 | 201
1113515 | 4345 | STORAGE | Level 4 | Level 4 | 27720 | 186.9691 | 187
1113638 | 4362A | LOCKERS | Level 4 | Level 4 | 27720 | 81.339 | 81
1113639 | 4362B | TOILET | Level 4 | Level 4 | 27720 | 78.3809 | 79
1113524 | 4367 | LOCKERS | Level 4 | Level 4 | 27720 | 390.6544 | 391
1113525 | 4369 | TESTING - RESPIRATORY | Level 4 | Level 4 | 27720 | 123.7411 | 124 | [5 empty] | YES
1114420 | G714 | REPAIR ROOM | Level GL | Level GL | 27740 | 125.8381 | 126 |  | PCP
1114421 | G715 | TREATMENT - NEG PRESS | Level GL | Level GL | 27740 | 179.0295 | 179 | UNKNOWN / was PRE OP TESTING | PCP |  |  |  | NO
1114422 | G716 | BLOOD BORNE INFECT NEG PRESS | Level GL | Level GL | 27740 | 175.1068 | 175 |  | PCP
1114423 | G717 | CLEAN UTILITY / STORAGE | Level GL | Level GL | 27740 | 176.029 | 176 |  | PCP
1114425 | G720 | EXAM | Level GL | Level GL | 27740 | 211.6923 | 212 |  | PCP
1114426 | G721 | OFFICE | Level GL | Level GL | 27740 | 134.8794 | 135 |  | PCP
1114427 | G722 | ACCESSIBLE STAFF TOILET | Level GL | Level GL | 27740 | 91.9646 | 92 |  | PCP
1114428 | G723 | STORAGE | Level GL | Level GL | 27740 | 105.6089 | 106 |  | PCP
1114429 | G724 | SOILED UTILITY | Level GL | Level GL | 27740 | 93.5805 | 94 |  | PCP
1114430 | G725 | STAFF LOUNGE | Level GL | Level GL | 27740 | 150.7133 | 151 |  | PCP
1114431 | G726 | INPATIENT DIALYSIS | Level GL | Level GL | 27740 | 1642.0504 | 1642 |  | PCP
1114432 | G727 | NURSE STATION | Level GL | Level GL | 27740 | 233.794 | 234 |  | PCP
1114433 | G729 | STORAGE | Level GL | Level GL | 27740 | 91.5441 | 91 |  | PCP
1114434 | G730 | WATER TREATMENT | Level GL | Level GL | 27740 | 163.1485 | 163 |  | PCP
1114435 | G731 | ACCESSIBLE PATIENT TOILET | Level GL | Level GL | 27740 | 52.7246 | 53 |  | PCP
1113503 | 4311 | LAB - GI | Level 4 | Level 4 | 27760 | 445.3833 | 445 | [5 empty] | YES
1113629 | 4311D | NURSE STATION | Level 4 | Level 4 | 27760 | 114.746 | 115
1113504 | 4313 | GI TREATMENT 1 | Level 4 | Level 4 | 27760 | 225.4663 | 225 | [5 empty] | YES
1113505 | 4317 | CLEAN UTILITY | Level 4 | Level 4 | 27760 | 179.8931 | 180 | [5 empty] | YES
1113506 | 4321 | SCOPE PROCESSING | Level 4 | Level 4 | 27760 | 132.2633 | 132 | [5 empty] | YES
1113507 | 4323 | TOILET - ADA | Level 4 | Level 4 | 27760 | 64.2295 | 64
1113508 | 4325 | GI TREATMENT 2 | Level 4 | Level 4 | 27760 | 227.9117 | 228 | [5 empty] | YES
1113510 | 4331 | GYM | Level 4 | Level 4 | 27777 | 375.9335 | 376
1113513 | 4341 | TREATMENT | Level 4 | Level 4 | 27777 | 367.6661 | 368
1113633 | 4341A | EXAM | Level 4 | Level 4 | 27777 | 82.9754 | 83
1113634 | 4341B | WORK ROOM | Level 4 | Level 4 | 27777 | 82.8123 | 83
1113887 | 5139A | OFFICE | Level 5 | Level 5 | 27777 | 47.3311 | 52
1113779 | 5160 | PT SATELLITE | Level 5 | Level 5 | 27777 | 413.0199 | 413
1113784 | 5181 | OFFICE - PHYS THERAPY | Level 5 | Level 5 | 27777 | 103.7036 | 104
1113785 | 5185 | STORAGE - PT | Level 5 | Level 5 | 27777 | 104.1807 | 104
1113250 | 2710 | OFFICE | Level 2 | Level 2 | 27779 | 148.132 | 149 |  | PCP
1113255 | 2715 | OFFICE - COORDINATOR | Level 2 | Level 2 | 27779 | 135.4813 | 135 |  | PCP
1113256 | 2716 | OFFICE - MGR | Level 2 | Level 2 | 27779 | 171.9755 | 172 |  | PCP
1113257 | 2717 | SOCIAL WORKERS | Level 2 | Level 2 | 27779 | 137.2736 | 137 |  | PCP
1113258 | 2718 | SPEECH TREATMENT | Level 2 | Level 2 | 27779 | 142.5117 | 143 |  | PCP
1113259 | 2719 | OCCUPATIONAL & PHYSICAL THERAPY WORKSPACE | Level 2 | Level 2 | 27779 | 311.6551 | 312 |  | PCP
1113260 | 2722 | EQUIPMENT STORAGE | Level 2 | Level 2 | 27779 | 141.8419 | 142 |  | PCP
1113262 | 2724 | NEUROPSYCH / PRIVATE TREATMENT | Level 2 | Level 2 | 27779 | 121.444 | 121 |  | PCP
1113263 | 2725 | NEUROPSYCH / PRIVATE TREATMENT | Level 2 | Level 2 | 27779 | 120.7809 | 121 |  | PCP
1113264 | 2726 | NEUROPSYCH / PRIVATE TREATMENT | Level 2 | Level 2 | 27779 | 122.0924 | 122 |  | PCP
1113265 | 2727 | NEUROPSYCH / PRIVATE TREATMENT | Level 2 | Level 2 | 27779 | 163.2337 | 163 |  | PCP
1113266 | 2728 | SPLINT ROOM | Level 2 | Level 2 | 27779 | 168.7169 | 169 |  | PCP
1113267 | 2730 | ACCESSIBLE STAFF TOILET | Level 2 | Level 2 | 27779 | 51.8555 | 52 |  | PCP |  | 2 | SUSPENDED 7/22/14
1113268 | 2731 | ACCESSIBLE PATIENT TOILET | Level 2 | Level 2 | 27779 | 52.2932 | 52 |  | PCP |  | 2 | SUSPENDED 7/22/14
1113269 | 2732 | CLEAN UTILITY | Level 2 | Level 2 | 27779 | 129.9012 | 130 |  | PCP |  | 2 | SUSPENDED 7/22/14
1113270 | 2733 | STAFF LOUNGE | Level 2 | Level 2 | 27779 | 144.2244 | 144 |  | PCP
1113271 | 2734 | SOILED UTILITY | Level 2 | Level 2 | 27779 | 97.86 | 98 |  | PCP
1113272 | 2735 | PHYSICAL THERAPY WORKSPACE | Level 2 | Level 2 | 27779 | 355.7658 | 356 |  | PCP
1113273 | 2736 | GYM | Level 2 | Level 2 | 27779 | 2414.3218 | 2414 |  | PCP
1113274 | 2737 | PRIVATE TREATMENT/ ASSISTIVE TECH | Level 2 | Level 2 | 27779 | 130.4206 | 131 |  | PCP
1113275 | 2738 | PRIVATE TREATMENT ROOM | Level 2 | Level 2 | 27779 | 122.5366 | 123 |  | PCP
1113276 | 2739 | OCCUPATIONAL THERAPY | Level 2 | Level 2 | 27779 | 486.1496 | 486 |  | PCP
1113277 | 2742 | RECEPTION | Level 2 | Level 2 | 27779 | 313.7808 | 314 |  | PCP
1113279 | 2749 | CORRIDOR | Level 2 | Level 2 | 27779 | 80.9413 | 81 |  | PCP |  | 2 | SUSPENDED 7/22/14
1113280 | 2752 | CORRIDOR / OPEN AREA | Level 2 | Level 2 | 27779 | 1541.2957 | 1541 |  | PCP |  | 4 | SUSPENDED 7/22/14
1114344 | G111 |  | Level GL | Level GL | 27779 | 234.8684 | 235 | UNKNOWN
1114345 | G112 | STORAGE | Level GL | Level GL | 27779 | 226.1032 | 226
1114346 | G113 |  | Level GL | Level GL | 27779 | 274.1376 | 274 | UNKNOWN
1114347 | G114 |  | Level GL | Level GL | 27779 | 111.6612 | 112 | UNKNOWN / was PRE OP TESTING |  |  |  |  | NO
1114348 | G114A |  | Level GL | Level GL | 27779 | 86.706 | 87 | UNKNOWN / was EXAM
1114349 | G114B | TOILET - STAFF | Level GL | Level GL | 27779 | 35.1685 | 35
1114350 | G114C | TOILET - STAFF | Level GL | Level GL | 27779 | 34.9502 | 35
1114351 | G115 |  | Level GL | Level GL | 27779 | 79.8737 | 80 | UNKNOWN / was PRE OP TESTING |  |  |  |  | NO
1114352 | G116 |  | Level GL | Level GL | 27779 | 75.8983 | 76 | UNKNOWN
1114353 | G117 |  | Level GL | Level GL | 27779 | 75.1032 | 75 | UNKNOWN
1114354 | G118 |  | Level GL | Level GL | 27779 | 69.9199 | 70 | UNKNOWN
1114355 | G119 |  | Level GL | Level GL | 27779 | 75.5019 | 76 | UNKNOWN
1114356 | G119B |  | Level GL | Level GL | 27779 | 210.1169 | 210 | UNKNOWN / was SECURITY
1114357 | G119C | STORAGE | Level GL | Level GL | 27779 | 13.9133 | 14
1114358 | G119D | STORAGE | Level GL | Level GL | 27779 | 25.5095 | 26
1113198 | 2318 | OFFICE - PICC | Level 2 | Level 2 | 27889 | 202.3399 | 202 | REMOVED BED
1112689 | 1003 | OFFICE | Level 1 | Level 1 | 28340 | 95.538 | 96
1112690 | 1004 | OFFICE | Level 1 | Level 1 | 28340 | 26.2932 | 26
1112691 | 1005 | STORAGE | Level 1 | Level 1 | 28340 | 17.2207 | 17
1112693 | 1020 | LOUNGE / VENDING | Level 1 | Level 1 | 28340 | 181.379 | 181
1112695 | 1040 | DINING | Level 1 | Level 1 | 28340 | 6488.0426 | 6425
1112696 | 1041 | STORAGE | Level 1 | Level 1 | 28340 | 50.7507 | 51
1112697 | 1050 | FOOD / TRAY ASSEMBLY | Level 1 | Level 1 | 28340 | 3700.2713 | 3700
1112905 | 1050A | STORAGE | Level 1 | Level 1 | 28340 | 22.4803 | 22
1112698 | 1051 | COOLING | Level 1 | Level 1 | 28340 | 93.314 | 91
1112699 | 1052 | COOLING | Level 1 | Level 1 | 28340 | 91.3889 | 91
1112700 | 1053 | COOLING | Level 1 | Level 1 | 28340 | 90.4167 | 90
1112701 | 1054 | COOLING | Level 1 | Level 1 | 28340 | 94.3403 | 94
1112702 | 1055 | STORAGE | Level 1 | Level 1 | 28340 | 228.282 | 228
1112703 | 1060 | DISHWASHING | Level 1 | Level 1 | 28340 | 1476.2659 | 1476
1112906 | 1060A | STORAGE | Level 1 | Level 1 | 28340 | 23.3984 | 23
1112704 | 1070 | KITCHEN | Level 1 | Level 1 | 28340 | 158.1805 | 158
1112705 | 1080 | OFFICE | Level 1 | Level 1 | 28340 | 115.5579 | 116
1112706 | 1081 | OFFICE | Level 1 | Level 1 | 28340 | 133.2865 | 133
1112907 | 1081A | OFFICE | Level 1 | Level 1 | 28340 | 90.3889 | 90
1112707 | 1082 | OFFICE | Level 1 | Level 1 | 28340 | 106.3693 | 106
1112708 | 1083 | LOCKERS - WOMENS | Level 1 | Level 1 | 28340 | 113.8224 | 114
1112709 | 1084 | LOCKERS - MENS | Level 1 | Level 1 | 28340 | 113.9599 | 114
1112871 | 1710 | STORAGE | Level 1 | Level 1 | 28340 | 588.9572 | 589 |  | PCP
1112872 | 1717 | STORAGE | Level 1 | Level 1 | 28340 | 1830.504 | 1831 |  | PCP
1112874 | 1722 | ACCESSIBLE STAFF TOILET | Level 1 | Level 1 | 28340 | 67.9806 | 68 |  | PCP
1112875 | 1727 | ACCESSIBLE TOILET | Level 1 | Level 1 | 28340 | 77.6109 | 78 |  | PCP
1112876 | 1736 | STORAGE | Level 1 | Level 1 | 28340 | 2548.8869 | 2549 |  | PCP
1113290 | 2230 A/B | DIETARY DISASTER STORAGE | Level 2 | Level 2 | 28340 | 240.1093 | 240 | REMOVED BEDS (2)
1113291 | 2234 A/B | DIETARY DISASTER STORAGE | Level 2 | Level 2 | 28340 | 254.3964 | 254 | REMOVED BEDS (2)
1113292 | 2238 A/B | DIETARY DISASTER STORAGE | Level 2 | Level 2 | 28340 | 235.5894 | 236 | REMOVED BEDS (2)
1113170 | 2242 | DIETARY DISASTER STORAGE | Level 2 | Level 2 | 28340 | 207.7517 | 208 | REMOVED BED
1113171 | 2244 | DIETARY DISASTER STORAGE | Level 2 | Level 2 | 28340 | 224.8586 | 225 | REMOVED BED
1113191 | 2301 | OFFICE | Level 2 | Level 2 | 28340 | 76.197 | 76
1113296 | 2301A | OFFICE | Level 2 | Level 2 | 28340 | 129.5165 | 130
1113192 | 2302 | TRASH CHUTE | Level 2 | Level 2 | 28340 | 49.7841 | 50
1113297 | 2302A | TRASH | Level 2 | Level 2 | 28340 | 25.0493 | 25
1114286 | G044 | STORAGE | Level GL | Level GL | 28340 | 711.2252 | 711
1114287 | G044A | STORAGE | Level GL | Level GL | 28340 | 127.708 | 128
1114392 | G225 | OFFICE | Level GL | Level GL | 28340 | 128.4386 | 128
447717 | 3001A | LINEN | Level 3 | Level 3 | 28350 | 17.6145
1113626 | 4263A | LINEN | Level 4 | Level 4 | 28350 | 15.9236 | 16
1113502 | 4309 | DUMBWAITER | Level 4 | Level 4 | 28350 | 42.0531 | 42
1114299 | G068 | LAUNDRY | Level GL | Level GL | 28350 | 1676.2114 | 1676
1114518 | L020 | LAUNDRY | Level LL | Level LL | 28350 | 2738.8205 | 2740
1113193 | 2303 | STORAGE | Level 2 | Level 2 | 28370 | 102.1386 | 102
1114387 | G210 | TRANSPORT | Level GL | Level GL | 28370 | 543.5047 | 544
1114388 | G210A | OFFICE | Level GL | Level GL | 28370 | 124.5174 | 125
1114389 | G210B | OFFICE | Level GL | Level GL | 28370 | 228.199 | 228
1114390 | G215 | TRANSPORTATION | Level GL | Level GL | 28370 | 558.7169 | 558
1114391 | G220 | OFFICE - TRANSPORTATION | Level GL | Level GL | 28370 | 95.3004 | 95
1114407 | G286 | MAIL ROOM | Level GL | Level GL | 28400 | 68.376 | 68
1114512 | L010A | OFFICE | Level LL | Level LL | 28400 | 148.257 | 148
1114513 | L013 | MATERIALS MGMT | Level LL | Level LL | 28400 | 415.594 | 416
1114514 | L013A | DUMBWAITER | Level LL | Level LL | 28400 | 98.4192 | 99
1114520 | L030 | DISTRIBUTION | Level LL | Level LL | 28400 | 1017.5498 | 1017
1114530 | L060A | TOILET | Level LL | Level LL | 28400 | 53.5058 | 54
1114532 | L075 | STORAGE - CENTRAL | Level LL | Level LL | 28400 | 2376.408 | 2376 | [5 empty] | YES
1114533 | L075A | STORAGE - CENTRAL | Level LL | Level LL | 28400 | 58.3894 | 58 | [5 empty] | YES
1114534 | L075B | OFFICE | Level LL | Level LL | 28400 | 125.4964 | 125
1114535 | L075C | OFFICE | Level LL | Level LL | 28400 | 143.6915 | 144
1114537 | L080A | PURCHASING | Level LL | Level LL | 28400 | 1077.4325 | 1077
447823 | 3175 | WAITING | Level 3 | Level 3 | 28402 | 98.9791
447827 | 3185 | STERILE INSTR SUPPLY | Level 3 | Level 3 | 28402 | 1421.1006 | [6 empty] | YES
447830 | 3185C | TOILET | Level 3 | Level 3 | 28402 | 29.5537
447832 | 3185E | OFFICE | Level 3 | Level 3 | 28402 | 103.9501
447833 | 3185F | TOILET | Level 3 | Level 3 | 28402 | 26.2797
1114418 | G710 | MATERIALS STORAGE | Level GL | Level GL | 28402 | 534.1316 | 534 |  | PCP
1114419 | G710A | MATERIALS STORAGE | Level GL | Level GL | 28402 | 981.068 | 981 |  | PCP
1114558 | L130F | STORAGE - CLEAN AREA | Level LL | Level LL | 28402 | 1305.537 | 1306 | [5 empty] | YES
1114586 | L718 | MATERIALS MGMT | Level LL | Level LL | 28402 | 2018.3828 | 2018 |  | PCP |  |  | REMOVED 7/22/14
1112895 | 1765 | SECURITY | Level 1 | Level 1 | 28420 | 389.8038 | 390 |  | PCP
1112686 | 1000 | ELEC | Level 1 | Level 1 | 28450 | 175.3603 | 175
1112904 | 1000A | STORAGE | Level 1 | Level 1 | 28450 | 84.4363 | 84
1112959 | 1329A | ELEC / MECH | Level 1 | Level 1 | 28450 | 37.0578 | 37
1112837 | 1343 | ELEC | Level 1 | Level 1 | 28450 | 79.7062 | 80
1112975 | 1356A | ELEC | Level 1 | Level 1 | 28450 | 36.9694 | 37
1112890 | 1758 | FIRE COMMAND ROOM | Level 1 | Level 1 | 28450 | 113.5391 | 113 |  | PCP
1112896 | 1768 | ELEC | Level 1 | Level 1 | 28450 | 257.7698 | 258 |  | PCP
1113136 | 2007 | STORAGE | Level 2 | Level 2 | 28450 | 28.4369 | 20
1113137 | 2009 | MECH / STORAGE | Level 2 | Level 2 | 28450 | 7430.3748 | 7431
1113138 | 2015 | LOCKERS - ENGINEERING | Level 2 | Level 2 | 28450 | 582.8098 | 583
1113139 | 2101 | MECH | Level 2 | Level 2 | 28450 | 153.0525 | 153
1113154 | 2155 | MECH | Level 2 | Level 2 | 28450 | 12084.8757 | 12086
1113155 | 2185 | MECH | Level 2 | Level 2 | 28450 | 5055.1376 | 5055
1113298 | 2303A | ELEC / MECH | Level 2 | Level 2 | 28450 | 84.3484 | 84
1113251 | 2711 | MECH | Level 2 | Level 2 | 28450 | 1135.8267 | 1136 |  | PCP
1113252 | 2712 | ELEC | Level 2 | Level 2 | 28450 | 265.7956 | 266 |  | PCP
1113261 | 2723 | MECH | Level 2 | Level 2 | 28450 | 763.5492 | 763 |  | PCP
1113278 | 2743 | MECH | Level 2 | Level 2 | 28450 | 812.1013 | 812 |  | PCP
447762 | 3101 | ELEC | Level 3 | Level 3 | 28450 | 125.8017
447771 | 3113A | ELEC | Level 3 | Level 3 | 28450 | 18.9161
447778 | 3124A | STORAGE | Level 3 | Level 3 | 28450 | 62.0995
447824 | 3177 | MECH | Level 3 | Level 3 | 28450 | 97.3119
447875 | 3319 | ELEC | Level 3 | Level 3 | 28450 | 46.2581
447880 | 3330 | ELEC | Level 3 | Level 3 | 28450 | 108.9722
447982 | 3761 | ELECTRICAL | Level 3 | Level 3 | 28450 | 251.0795 |  |  | PCP
1113593 | 4001A | ELEC | Level 4 | Level 4 | 28450 | 11.0601 | 11
1113394 | 4065 | MECH / STORAGE | Level 4 | Level 4 | 28450 | 94.8288 | 95
1113602 | 4101A | ELEC | Level 4 | Level 4 | 28450 | 139.9621 | 140
1113473 | 4189 | MECH | Level 4 | Level 4 | 28450 | 98.3012 | 98
1113500 | 4305 | ELEC | Level 4 | Level 4 | 28450 | 103.1445 | 103
1113588 | 4761 | ELEC | Level 4 | Level 4 | 28450 | 249.5089 | 250 |  | PCP
1113876 | 5001A | ELEC | Level 5 | Level 5 | 28450 | 19.208 | 19
1113748 | 5101 | ELEC | Level 5 | Level 5 | 28450 | 138.7749 | 139
1113749 | 5103 | MECH | Level 5 | Level 5 | 28450 | 358.7008 | 359
1113791 | 5197 | MECH | Level 5 | Level 5 | 28450 | 97.2133 | 97
1113915 | 5285A | STORAGE | Level 5 | Level 5 | 28450 | 21.2679 | 21
1113817 | 5304 | STORAGE | Level 5 | Level 5 | 28450 | 62.3145 | 62
1113818 | 5305 | STORAGE | Level 5 | Level 5 | 28450 | 20.1321 | 20
1113820 | 5309 | MECH | Level 5 | Level 5 | 28450 | 127.0886 | 127
1113821 | 5330 | MECH | Level 5 | Level 5 | 28450 | 534.3802 | 534
1113822 | 5331 | MECH | Level 5 | Level 5 | 28450 | 2118.6806 | 2119
1113867 | 5761 | ELEC | Level 5 | Level 5 | 28450 | 246.6358 | 247 |  | PCP
1114008 | 6761 | ELEC | Level 6 | Level 6 | 28450 | 246.6358 | 247 |  | PCP
1114087 | 7761 | ELEC | Level 7 | Level 7 | 28450 | 246.6358 | 247 |  | PCP
1114163 | 8761 | ELEC | Level 8 | Level 8 | 28450 | 246.6358 | 247 |  | PCP
1114234 | 9761 | ELEC | Level 9 | Level 9 | 28450 | 246.6358 | 247 |  | PCP
1113085 | 10761 | ELEC | Level 10 | Level 10 | 28450 | 246.6358 | 247 |  | PCP |  | 1 | ACTIVE 7/22/14
1113113 | 11714 | ELEC | Level 11 | Level 11 | 28450 | 256.2967 | 256 |  | PCP
1113117 | 11721 | STORAGE | Level 11 | Level 11 | 28450 | 147.066 | 147 |  | PCP
1113127 | 12701 | ELEVATOR CONTROL ROOM | Level 12 | Level 12 | 28450 | 609.6038 | 610 |  | PCP
1113128 | 12702 | ROOF ACCESS LOBBY | Level 12 | Level 12 | 28450 | 1120.9355 | 1121 |  | PCP
1112983 | BCM 1400 | MECH | Level 1 | Level 1 | 28450 | 558.0417 | 558
1114019 | BCM 6-01 | MECH | Level 6 | Level 6 | 28450 | 3145.3299 | 3146
1114020 | BCM 6-02 | MECH | Level 6 | Level 6 | 28450 | 1051.8372 | 1052
1114098 | BCM 7-01 | MECH | Level 7 | Level 7 | 28450 | 1082.1302 | 1082
1113305 | C206 | CORRIDOR | Level 2 | Level 2 | 28450 | 177.4535 | 177
1114281 | G030 | STORAGE | Level GL | Level GL | 28450 | 256.7855 | 257
1114294 | G060 | MECH | Level GL | Level GL | 28450 | 2893.7495 | 2893
1114295 | G062 | MECH | Level GL | Level GL | 28450 | 963.3784 | 963
1114296 | G062A | MECH | Level GL | Level GL | 28450 | 1643.3676 | 1643
1114297 | G064 | MECH | Level GL | Level GL | 28450 | 155.0626 | 155
1114298 | G066 | STORAGE | Level GL | Level GL | 28450 | 130.0815 | 130
1114301 | G068B | REPAIR - BED | Level GL | Level GL | 28450 | 526.8877 | 527
1114302 | G068C | MECH | Level GL | Level GL | 28450 | 1066.8062 | 1067
1114303 | G069 | STORAGE | Level GL | Level GL | 28450 | 259.9545 | 260
1114304 | G069A | STORAGE | Level GL | Level GL | 28450 | 28.1064 | 28
1114397 | G250 | MECH | Level GL | Level GL | 28450 | 2201.4002 | 2212
1114410 | G300 | MECH | Level GL | Level GL | 28450 | 1843.602 | 1844
1114411 | G301 | MECH | Level GL | Level GL | 28450 | 826.0658 | 826
1114412 | G302 | MECH | Level GL | Level GL | 28450 | 161.9331 | 162
1114413 | G303 | MECH | Level GL | Level GL | 28450 | 207.7572 | 208
1114414 | G304 | ENGINEERING SHOP | Level GL | Level GL | 28450 | 1016.0134 | 1016
1114415 | G305 | ENGINEERING SHOP | Level GL | Level GL | 28450 | 597.3125 | 597
1114436 | G737 | MECH | Level GL | Level GL | 28450 | 999.6344 | 999 |  | PCP
1114453 | G761 | MECH | Level GL | Level GL | 28450 | 5327.4892 | 5327 |  | PCP
1114454 | G762 | FIRE PUMP ROOM | Level GL | Level GL | 28450 | 774.5661 | 775 |  | PCP
1114456 | G765 | ELEC | Level GL | Level GL | 28450 | 345.7057 | 346 |  | PCP
1114457 | G766 | NORMAL POWER | Level GL | Level GL | 28450 | 1770.8466 | 1771 |  | PCP
1114458 | G767 | TRANSFER SWITCH ROOM | Level GL | Level GL | 28450 | 506.425 | 506 |  | PCP
1114505 | L001A | MECH / STORAGE | Level LL | Level LL | 28450 | 174.7937 | 175
1114515 | L013B | STORAGE - MED GAS | Level LL | Level LL | 28450 | 95.7838 | 96 | [5 empty] | NO
1114521 | L035 | ASST CHF ENGNR | Level LL | Level LL | 28450 | 193.1396 | 193
1114522 | L035A | ASST CHF ENGNR | Level LL | Level LL | 28450 | 35.7838 | 36
1114527 | L050 | ENGINEERING | Level LL | Level LL | 28450 | 214.279 | 214
1114528 | L055 | KEY SHOP | Level LL | Level LL | 28450 | 137.7372 | 138
1114529 | L060 | STORAGE | Level LL | Level LL | 28450 | 71.1125 | 71
1114531 | L070 | ASST CHF ENGNR | Level LL | Level LL | 28450 | 180.3594 | 180
1114536 | L080 | BOILER ROOM | Level LL | Level LL | 28450 | 855.2852 | 855
1114538 | L085 | EQUIP | Level LL | Level LL | 28450 | 554.2059 | 554
1114539 | L085A | SWITCH | Level LL | Level LL | 28450 | 381.5407 | 382
1114540 | L085B | EQUIP | Level LL | Level LL | 28450 | 228.6582 | 229
1114541 | L085D | EQUIP | Level LL | Level LL | 28450 | 738.8903 | 739
1114542 | L090A | OXYGEN | Level LL | Level LL | 28450 | 77.1046 | 77 | [5 empty] | NO
1114545 | L110 | ELEC | Level LL | Level LL | 28450 | 181.6424 | 182
1114559 | L135 | CHILLER | Level LL | Level LL | 28450 | 628.8823 | 629
1114565 | L147 | EMERGENCY GENERATOR | Level LL | Level LL | 28450 | 1192.1572 | 1193
1114567 | L160 | MECH | Level LL | Level LL | 28450 | 96.8351 | 97
1114576 | L175 | MECH - VACUUM ROOM | Level LL | Level LL | 28450 | 392.6392 | 393
1114577 | L185 | SWITCH | Level LL | Level LL | 28450 | 1095.3134 | 1095 |  | PCP
1114578 | L190 | BOILER ROOM | Level LL | Level LL | 28450 | 1385.9478 | 1386 |  | PCP
1114580 | L195 | ELEC - PGE VAULT | Level LL | Level LL | 28450 | 785.0492 | 785
1114585 | L716 | ELEVATOR MACHINE ROOM | Level LL | Level LL | 28450 | 79.3863 | 79 |  | PCP
1114587 | L720 | GAS STORAGE | Level LL | Level LL | 28450 | 111.2486 | 111 |  | PCP
1114588 | L721 | NITROGEN AND NITROUS STORAGE | Level LL | Level LL | 28450 | 88.2812 | 88 |  | PCP |  |  | REMOVED 7/22/14
1114504 | L001 | CLINICAL ENG | Level LL | Level LL | 28455 | 123.0372 | 123 | [5 empty] | NO
1114506 | L001B | CLINICAL ENG | Level LL | Level LL | 28455 | 765.5183 | 765 | [5 empty] | NO
1114507 | L001C | CLINICAL ENG | Level LL | Level LL | 28455 | 390.5975 | 390 | [5 empty] | NO
1114508 | L001D | TOILET | Level LL | Level LL | 28455 | 48.0946 | 48
1114509 | L005 | CLINICAL ENG | Level LL | Level LL | 28455 | 702.2415 | 703 | [5 empty] | NO
1114510 | L005A | CLINICAL ENG | Level LL | Level LL | 28455 | 183.7349 | 184 | [5 empty] | NO
1112687 | 1001 | JANITOR | Level 1 | Level 1 | 28460 | 59.5611 | 60
1112688 | 1002 | TRASH | Level 1 | Level 1 | 28460 | 12.041 | 12
1112694 | 1021 | JANITOR | Level 1 | Level 1 | 28460 | 14.2258 | 14
1112753 | 1171 | JANITOR | Level 1 | Level 1 | 28460 | 35.2299 | 38 | [5 empty] | YES
1112850 | 1361 | JANITOR | Level 1 | Level 1 | 28460 | 34.3196 | 34
1112873 | 1718 | JANITOR | Level 1 | Level 1 | 28460 | 48.6223 | 49 |  | PCP
1112877 | 1744 | JANITOR | Level 1 | Level 1 | 28460 | 30.3072 | 30 |  | PCP
1112903 | 1781 | JANITOR | Level 1 | Level 1 | 28460 | 30.9076 | 31 |  | PCP
1113134 | 2003 | TRASH CHUTE | Level 2 | Level 2 | 28460 | 21.0931 | 21 | HEADWALL: M |  |  | 1 | ACTIVE 7/22/14
1113196 | 2310 | ENVIRONMENTAL SERVICES | Level 2 | Level 2 | 28460 | 33.0621 | 33
1113208 | 2345 | STORAGE | Level 2 | Level 2 | 28460 | 27.782 | 28
1113212 | 2353 | JANITOR | Level 2 | Level 2 | 28460 | 34.6351 | 35
1113231 | 2373 | JANITOR | Level 2 | Level 2 | 28460 | 30.6186 | 31
1113254 | 2714 | JANITOR | Level 2 | Level 2 | 28460 | 49.2444 | 49 |  | PCP
447735 | 3023 | JANITOR | Level 3 | Level 3 | 28460 | 13.156
447758 | 3071 | JANITOR | Level 3 | Level 3 | 28460 | 16.8182
447759 | 3073 | TRASH CHUTE | Level 3 | Level 3 | 28460 | 11.5949
447760 | 3075 | JANITOR | Level 3 | Level 3 | 28460 | 80.8919
447784 | 3128A | JANITOR | Level 3 | Level 3 | 28460 | 82.0674
447808 | 3157 | JANITOR | Level 3 | Level 3 | 28460 | 66.5482
447882 | 3331A | JANITOR | Level 3 | Level 3 | 28460 | 15.1945
447954 | 3731 | JANITOR | Level 3 | Level 3 | 28460 | 46.476 |  |  | PCP
1113378 | 4021 | STORAGE | Level 4 | Level 4 | 28460 | 17.7207 | 18
1113387 | 4033 | JANITOR | Level 4 | Level 4 | 28460 | 59.1985 | 59
1113395 | 4067 | TRASH CHUTE | Level 4 | Level 4 | 28460 | 12.5853 | 13
1113396 | 4069 | STORAGE | Level 4 | Level 4 | 28460 | 17.8541 | 18
1113397 | 4070 | STORAGE | Level 4 | Level 4 | 28460 | 21.9722 | 22 |  |  |  |  | REMOVED 7/22/14
1113398 | 4071 | JANITOR | Level 4 | Level 4 | 28460 | 65.7759 | 66
1113422 | 4133 | JANITOR | Level 4 | Level 4 | 28460 | 47.6948 | 48
1113605 | 4141A | JANITOR | Level 4 | Level 4 | 28460 | 34.0575 | 34
1113456 | 4171 | JANITOR | Level 4 | Level 4 | 28460 | 75.9097 | 76
1113501 | 4307 | JANITOR | Level 4 | Level 4 | 28460 | 58.6083 | 59
1113523 | 4365 | JANITOR / TOILET | Level 4 | Level 4 | 28460 | 64.5095 | 65
1113562 | 4731 | JANITOR | Level 4 | Level 4 | 28460 | 46.4728 | 46 |  | PCP
1113731 | 5033 | JANITOR | Level 5 | Level 5 | 28460 | 36.6613 | 37
1113744 | 5061 | JANITOR | Level 5 | Level 5 | 28460 | 13.5789 | 14
1113745 | 5063 | TRASH CHUTE | Level 5 | Level 5 | 28460 | 18.7441 | 19
1113746 | 5065 | JANITOR | Level 5 | Level 5 | 28460 | 69.2479 | 69
1113777 | 5141 | JANITOR | Level 5 | Level 5 | 28460 | 65.3772 | 65
1113816 | 5303 | JANITOR | Level 5 | Level 5 | 28460 | 128.7229 | 146
1113828 | 5714 | JANITOR | Level 5 | Level 5 | 28460 | 43.771 | 44 |  | PCP
1113969 | 6714 | JANITOR | Level 6 | Level 6 | 28460 | 43.7736 | 44 |  | PCP
1114048 | 7714 | JANITOR | Level 7 | Level 7 | 28460 | 43.7736 | 44 |  | PCP
1114124 | 8714 | JANITOR | Level 8 | Level 8 | 28460 | 43.7725 | 44 |  | PCP
1114195 | 9714 | JANITOR | Level 9 | Level 9 | 28460 | 43.7736 | 44 |  | PCP
1113046 | 10714 | JANITOR | Level 10 | Level 10 | 28460 | 43.771 | 44 |  | PCP |  | 1 | ACTIVE 7/22/14
1113112 | 11711 | JANITOR | Level 11 | Level 11 | 28460 | 37.5052 | 37 |  | PCP
1113644 | 4365A | JANITOR / TOILET | Level 4 | Level 4 | 28460 | 28.287 | 28
1113645 | 4365B | TELE / DATA | Level 4 | Level 4 | 28460 | 14.1342 | 14
1113895 | 5193A | JANITOR | Level 5 | Level 5 | 28460 | 15.988 | 16
1114283 | G038 | JANITOR | Level GL | Level GL | 28460 | 51.3742 | 51
1114305 | G069B | JANITOR | Level GL | Level GL | 28460 | 40.5104 | 41
1114306 | G071 | TRASH CHUTE | Level GL | Level GL | 28460 | 22.7961 | 23
1114368 | G128 | JANITOR | Level GL | Level GL | 28460 | 65.8423 | 66
1114386 | G205 | ENVIRONMENTAL SERVICES SERVICE STORAGE | Level GL | Level GL | 28460 | 239.9734 | 240
1114393 | G230 | CONFERENCE | Level GL | Level GL | 28460 | 307.9304 | 308
1114394 | G235 | OFFICE | Level GL | Level GL | 28460 | 172.6317 | 173
1114395 | G240 | OFFICE | Level GL | Level GL | 28460 | 407.2437 | 407
1114396 | G240A | OFFICE | Level GL | Level GL | 28460 | 167.1711 | 167
1114398 | G255 | STORAGE | Level GL | Level GL | 28460 | 554.5564 | 555
1114399 | G265 | STORAGE | Level GL | Level GL | 28460 | 108.6893 | 109
1114400 | G265A | STORAGE | Level GL | Level GL | 28460 | 242.4657 | 242
1114401 | G265B | STORAGE | Level GL | Level GL | 28460 | 194.0842 | 194
1114424 | G718 | JANITOR - DIALYSIS | Level GL | Level GL | 28460 | 58.2672 | 58 |  | PCP
1114449 | G751 | JANITOR | Level GL | Level GL | 28460 | 38.9606 | 39 |  | PCP
1114459 | G772 | JANITOR | Level GL | Level GL | 28460 | 46.3996 | 46 |  | PCP |  |  |  | NO
1114516 | L015 | JANITOR | Level LL | Level LL | 28460 | 54.5773 | 55 |  | PCP |  |  |  | NO
1114543 | L105 | TRASH | Level LL | Level LL | 28460 | 281.2196 | 281
1114555 | L130C | JANITOR | Level LL | Level LL | 28460 | 52.1042 | 52
1114584 | L713 | JANITOR / STORAGE | Level LL | Level LL | 28460 | 262.2424 | 262 |  | PCP
1113205 | 2341 | TELE BOOTH | Level 2 | Level 2 | 28470 | 18.6715 | 19
1113813 | 5285 | TELE BOOTH | Level 5 | Level 5 | 28470 | 29.9654 | 30
1114282 | G035 | TELE BOOTH | Level GL | Level GL | 28470 | 47.5348 | 48
1114313 | G081E | TELE | Level GL | Level GL | 28470 | 184.7231 | 185
1114314 | G082 | TELE BOOTH | Level GL | Level GL | 28470 | 63.7388 | 62
1114402 | G275 | DATA / TELE - PBX | Level GL | Level GL | 28470 | 288.6554 | 289
1114403 | G280 | OFFICE | Level GL | Level GL | 28470 | 71.4645 | 71
1114404 | G282 | COMPUTER | Level GL | Level GL | 28470 | 223.4808 | 223
1114405 | G284 | OFFICE | Level GL | Level GL | 28470 | 221.0376 | 221
1114406 | G285 | TELE | Level GL | Level GL | 28470 | 405.0959 | 405
1114408 | G295 | TELE SWITCH ROOM | Level GL | Level GL | 28470 | 269.0996 | 269
1114409 | G295A | STORAGE | Level GL | Level GL | 28470 | 369.7832 | 370
1114561 | L145 | VESTIBULE | Level LL | Level LL | 28470 | 101.1108 | 101
1114562 | L145A | OFFICE | Level LL | Level LL | 28470 | 119.0735 | 119
1114563 | L145B | OFFICE | Level LL | Level LL | 28470 | 140.5814 | 141
1114564 | L145C | OFFICE | Level LL | Level LL | 28470 | 136.429 | 136
1114568 | L165 | MIS / DATA PROCESSING | Level LL | Level LL | 28470 | 805.1146 | 805
1114569 | L165A | OFFICES | Level LL | Level LL | 28470 | 421.5146 | 422
1114570 | L165B | PRINTING | Level LL | Level LL | 28470 | 359.8339 | 361
1114571 | L165C | OFFICES | Level LL | Level LL | 28470 | 859.1365 | 859
1114572 | L165D | CONFERENCE | Level LL | Level LL | 28470 | 113.1395 | 113
1114579 | L190A | STORAGE | Level LL | Level LL | 28470 | 59.2421 | 59
1112880 | 1747 | PRIVATE CONSULT | Level 1 | Level 1 | 28560 | 102.4005 | 102 |  | PCP
1112881 | 1748 | ADMITTING | Level 1 | Level 1 | 28560 | 81.7526 | 82 |  | PCP
1112882 | 1749 | ADMITTING | Level 1 | Level 1 | 28560 | 101.2846 | 101 |  | PCP
1112883 | 1750 | ACCESSIBLE ADMITTING | Level 1 | Level 1 | 28560 | 115.5127 | 116 |  | PCP
1112884 | 1751 | FINANCIAL CONSULT | Level 1 | Level 1 | 28560 | 128.7013 | 129 |  | PCP
1112885 | 1752 | ACCESSIBLE FINANCIAL CONSULT | Level 1 | Level 1 | 28560 | 156.7177 | 157 |  | PCP
1112886 | 1753 | WORK ROOM / STAFF LOUNGE | Level 1 | Level 1 | 28560 | 190.1347 | 190 |  | PCP
1112887 | 1754 | ACCESSIBLE STAFF TOILET | Level 1 | Level 1 | 28560 | 67.0641 | 67 |  | PCP
1112888 | 1755 | OFFICE - MGR | Level 1 | Level 1 | 28560 | 241.6548 | 242 |  | PCP
1112889 | 1756 | CLERICAL WORKSPACE | Level 1 | Level 1 | 28560 | 167.3586 | 167 |  | PCP
1112891 | 1759 | SHARED BED PLACEMENT | Level 1 | Level 1 | 28560 | 167.3495 | 167 |  | PCP
1112892 | 1760 | PATIENT ACCESS COORDINATOR | Level 1 | Level 1 | 28560 | 154.3571 | 154 |  | PCP
1112893 | 1761 | ADMIN SUPERVISOR | Level 1 | Level 1 | 28560 | 102.1861 | 102 |  | PCP
1112894 | 1762 | CORRIDOR | Level 1 | Level 1 | 28560 | 604.7691 | 605 |  | PCP
1114284 | G040 | LOCKERS - WOMENS | Level GL | Level GL | 28560 | 944.9817 | 945
1114285 | G040A | LOCKERS - WOMENS | Level GL | Level GL | 28560 | 169.3138 | 169
1114290 | G048 | LOCKERS - MENS | Level GL | Level GL | 28560 | 711.1953 | 711
1114364 | G124 | REGISTRATION | Level GL | Level GL | 28560 | 133.9575 | 134
1112828 | 1333 | CONFERENCE CENTER | Level 1 | Level 1 | 28610 | 577.237 | 577
1112829 | 1334 | CONFERENCE CENTER | Level 1 | Level 1 | 28610 | 1027.8973 | 1028
1112963 | 1334A | CONFERENCE CENTER | Level 1 | Level 1 | 28610 | 137.6498 | 138
1112830 | 1335 | CONFERENCE CENTER | Level 1 | Level 1 | 28610 | 785.7602 | 786
1113111 | 11708 | STORAGE | Level 11 | Level 11 | 28610 | 46.6673 | 47 |  | PCP
1113114 | 11717 | SERVICE ROOM | Level 11 | Level 11 | 28610 | 185.2091 | 185 |  | PCP
1113115 | 11718 | STORAGE | Level 11 | Level 11 | 28610 | 231.4121 | 231 |  | PCP
1113116 | 11719 | CONFERENCE ROOM | Level 11 | Level 11 | 28610 | 1163.5812 | 1164 |  | PCP
1112964 | 1335A | CONFERENCE CENTER | Level 1 | Level 1 | 28610 | 45.8532 | 46
1112965 | 1335B | CONFERENCE CENTER | Level 1 | Level 1 | 28610 | 37.5146 | 38
1112966 | 1335C | CONFERENCE CENTER | Level 1 | Level 1 | 28610 | 35.9348 | 36
1112967 | 1335D | CONFERENCE CENTER | Level 1 | Level 1 | 28610 | 95.2702 | 95
1112968 | 1335E | CONFERENCE CENTER | Level 1 | Level 1 | 28610 | 25.5438 | 25
1112969 | 1336A | CONFERENCE CENTER | Level 1 | Level 1 | 28610 | 125.6846 | 126
1112902 | 1776 | CONFERENCE ROOM | Level 1 | Level 1 | 28610 | 434.8938 | 435 |  | PCP
1113641 | 4364A | SLEEP ROOM (KAISER) | Level 4 | Level 4 | 28610 | 90.8815 | 91
1113642 | 4364B | TOILET (KAISER) | Level 4 | Level 4 | 28610 | 54.429 | 54
1113643 | 4364C | SLEEP ROOM (KAISER) | Level 4 | Level 4 | 28610 | 87.1364 | 87
1114333 | G100 | RECEPTION | Level GL | Level GL | 28610 | 732.3002 | 732
1114334 | G101 | OFFICE | Level GL | Level GL | 28610 | 127.0732 | 127
1114335 | G102 | OFFICE | Level GL | Level GL | 28610 | 191.4316 | 191
1114336 | G103 | OFFICE | Level GL | Level GL | 28610 | 181.5908 | 182
1114337 | G104 | OFFICE | Level GL | Level GL | 28610 | 218.9711 | 219
1114338 | G105 | OFFICE | Level GL | Level GL | 28610 | 234.2541 | 234
1114339 | G106 | OFFICE | Level GL | Level GL | 28610 | 421.315 | 421
1114340 | G107 | OFFICE | Level GL | Level GL | 28610 | 197.7185 | 198
1114341 | G107A | OFFICE | Level GL | Level GL | 28610 | 187.165 | 187
1114342 | G109 | OFFICE | Level GL | Level GL | 28610 | 170.8146 | 171
1114361 | G121 | MEDICAL RECORDS | Level GL | Level GL | 28610 | 358.9554 | 359
1114367 | G127 | OFFICE | Level GL | Level GL | 28610 | 129.2563 | 129
1114369 | G128A | OFFICE | Level GL | Level GL | 28610 | 136.8134 | 137
447826 | 3180 | OFFICE | Level 3 | Level 3 | 28641 | 425.9408
1114374 | G140A | QUALITY MGMT | Level GL | Level GL | 28641 | 395.0855 | 395
1114371 | G135 | MD / PHYSICIAN SVCS | Level GL | Level GL | 28653 | 144.7959 | 145
1114359 | G120 | MEDICAL RECORDS | Level GL | Level GL | 28700 | 282.1721 | 282
1114360 | G120A | MEDICAL RECORDS - VAULT | Level GL | Level GL | 28700 | 60.5576 | 61
1114362 | G122 | BIRTH CERT | Level GL | Level GL | 28700 | 183.5185 | 184
1114363 | G123 | MEDICAL RECORDS | Level GL | Level GL | 28700 | 219.141 | 219
1114365 | G125 | MEDICAL RECORDS | Level GL | Level GL | 28700 | 3159.9852 | 3160
1114366 | G126 | OFFICE | Level GL | Level GL | 28700 | 149.7698 | 150
1114372 | G137A | STORAGE | Level GL | Level GL | 28700 | 44.527 | 45
1113178 | 2274 | MEDICAL STAFF ADMIN | Level 2 | Level 2 | 28710 | 123.5683 | 124
1113179 | 2275 | MEDICAL STAFF ADMIN | Level 2 | Level 2 | 28710 | 111.341 | 111
1113180 | 2277 | MEDICAL STAFF ADMIN | Level 2 | Level 2 | 28710 | 113.4326 | 113
1113181 | 2278 | MEDICAL STAFF ADMIN | Level 2 | Level 2 | 28710 | 145.1465 | 145
1113182 | 2279 | MEDICAL STAFF ADMIN | Level 2 | Level 2 | 28710 | 113.4326 | 113
1113183 | 2280 | MEDICAL STAFF ADMIN | Level 2 | Level 2 | 28710 | 113.8249 | 113
1113184 | 2281 | MEDICAL STAFF ADMIN | Level 2 | Level 2 | 28710 | 289.2174 | 289
1113295 | 2281A | MEDICAL STAFF ADMIN | Level 2 | Level 2 | 28710 | 114.4467 | 114
1113185 | 2282 | MEDICAL STAFF ADMIN | Level 2 | Level 2 | 28710 | 287.9696 | 289
1113189 | 2297 | MEDICAL STAFF ADMIN | Level 2 | Level 2 | 28710 | 144.198 | 144
1114383 | G160 | LOUNGE | Level GL | Level GL | 28710 | 1279.6092 | 1280
1114384 | G160A | TOILET | Level GL | Level GL | 28710 | 95.7842 | 96
1114385 | G160B | TOILET | Level GL | Level GL | 28710 | 117.1607 | 117
1113464 | 4179 | OFFICE | Level 4 | Level 4 | 28711 | 105.7336 | 106
1114292 | G050B | NURSING ADMIN | Level GL | Level GL | 28720 | 127.9647 | 128 |  |  |  |  | REMOVED 7/22/14
1114293 | G050C | NURSING ADMIN | Level GL | Level GL | 28720 | 93.2375 | 93 |  |  |  |  | REMOVED 7/22/14
1114307 | G080 | STORAGE | Level GL | Level GL | 28720 | 198.6526 | 199 |  |  |  |  | REMOVED 7/22/14
1114315 | G085 | OFFICE | Level GL | Level GL | 28720 | 181.6949 | 181 |  |  |  |  | REMOVED 7/22/14
1114317 | G085B | CONFERENCE | Level GL | Level GL | 28720 | 150.3214 | 150 |  |  |  |  | REMOVED 7/22/14
1114320 | G087 | OFFICE - SURGICAL SVCS | Level GL | Level GL | 28720 | 171.5578 | 172 |  |  |  |  | REMOVED 7/22/14
1114321 | G088(1) | OFFICE | Level GL | Level GL | 28720 | 64.6977 | 65 |  |  |  |  | REMOVED 7/22/14
1114323 | G089 | NURSING ADMIN | Level GL | Level GL | 28720 | 184.5778 | 185 |  |  |  |  | REMOVED 7/22/14
1114332 | G092 | STORAGE | Level GL | Level GL | 28720 | 28.7389 | 29 |  |  |  |  | REMOVED 7/22/14
1114319 | G086 | COPY | Level GL | Level GL | 28730 | 199.9013 | 200 |  |  |  |  | REMOVED 7/22/14
1114324 | G090A | RECEPTION | Level GL | Level GL | 28730 | 519.0947 | 519 |  |  |  |  | REMOVED 7/22/14
1114325 | G090B | OFFICE | Level GL | Level GL | 28730 | 92.2186 | 92 |  |  |  |  | REMOVED 7/22/14
1114326 | G090C | ADMIN | Level GL | Level GL | 28730 | 117.8548 | 118 |  |  |  |  | REMOVED 7/22/14
1114327 | G090D | CONFERENCE | Level GL | Level GL | 28730 | 314.5314 | 314 |  |  |  |  | REMOVED 7/22/14
1114328 | G090E | OFFICE | Level GL | Level GL | 28730 | 109.1881 | 109 |  |  |  |  | REMOVED 7/22/14
1114329 | G090F | FILE ROOM | Level GL | Level GL | 28730 | 59.0809 | 59 |  |  |  |  | REMOVED 7/22/14
1114330 | G090G | OFFICE | Level GL | Level GL | 28730 | 86.1394 | 86 |  |  |  |  | REMOVED 7/22/14
1114331 | G091 | STORAGE | Level GL | Level GL | 28730 | 18.0745 | 18 |  |  |  |  | REMOVED 7/22/14
1112827 | 1332 | CASE MANAGER | Level 1 | Level 1 | 28756 | 142.2977 | 142 | was OFFICE
1113245 | 2391 | CASE MGMT | Level 2 | Level 2 | 28756 | 86.5657 | 87
447917 | 3385 | OFFICE | Level 3 | Level 3 | 28756 | 89.4651
1113493 | 4275 | OFFICE | Level 4 | Level 4 | 28756 | 87.2808 | 87
1113752 | 5109 | CASE MGMT | Level 5 | Level 5 | 28756 | 92.8161 | 93
1114373 | G140 | CASE MGMT | Level GL | Level GL | 28756 | 2044.8497 | 2045 |  |  |  |  | REMOVED 7/22/14
1114375 | G141 | CASE MGMT | Level GL | Level GL | 28756 | 21.9375 | 22 |  |  |  |  | REMOVED 7/22/14
1114376 | G142 | CASE MGMT | Level GL | Level GL | 28756 | 23.0111 | 23 |  |  |  |  | REMOVED 7/22/14
1114377 | G143 | CASE MGMT | Level GL | Level GL | 28756 | 22.1658 | 22 |  |  |  |  | REMOVED 7/22/14
1114378 | G144 | CASE MGMT | Level GL | Level GL | 28756 | 20.7826 | 21 |  |  |  |  | REMOVED 7/22/14
1114379 | G145 | CASE MGMT | Level GL | Level GL | 28756 | 21.0109 | 21 |  |  |  |  | REMOVED 7/22/14
1114380 | G146 | CASE MGMT | Level GL | Level GL | 28756 | 52.2809 | 52 |  |  |  |  | REMOVED 7/22/14
1114381 | G147 | CASE MGMT | Level GL | Level GL | 28756 | 102.2526 | 102 |  |  |  |  | REMOVED 7/22/14
1114382 | G148 | CASE MGMT | Level GL | Level GL | 28756 | 113.1253 | 113 |  |  |  |  | REMOVED 7/22/14
447868 | 3301 | ORTHO SERV LINE | Level 3 | Level 3 | 28790 | 78.9186
447871 | 3306 |  | Level 3 | Level 3 | 28792 | 117.8521 |  | UNKNOWN since 7/22/14
447873 | 3310 |  | Level 3 | Level 3 | 28792 | 234.7162 |  | UNKNOWN |  |  |  |  | NO
447874 | 3311 | TOILET | Level 3 | Level 3 | 28792 | 64.6602
447876 | 3320 | FAMILY ROOM | Level 3 | Level 3 | 28792 | 148.3895
447877 | 3321 | WAITING (CHILDREN'S PLAY AREA) | Level 3 | Level 3 | 28792 | 88.2635
447878 | 3323 | WAITING (FAMILY RESOURCE CENTER) | Level 3 | Level 3 | 28792 | 1473.4646
447879 | 3327 |  | Level 3 | Level 3 | 28792 | 198.7831 |  | UNKNOWN |  |  |  |  | NO
447881 | 3331 | TOILET | Level 3 | Level 3 | 28792 | 61.8548
447883 | 3333 | FAMILY ROOM | Level 3 | Level 3 | 28792 | 93.5722
447884 | 3335 | LOUNGE - STAFF | Level 3 | Level 3 | 28792 | 140.691
447885 | 3337 | STORAGE | Level 3 | Level 3 | 28792 | 36.0596
447886 | 3340 | CONFERENCE | Level 3 | Level 3 | 28792 | 292.6127
1114511 | L010 | COPY CENTER (LEASED SPACE) | Level LL | Level LL | 29626 | 594.7522 | 595
1114517 | L017 | STORAGE | Level LL | Level LL | 29626 | 86.8557 | 87
1112898 | 1770 | FLOWER SHOP | Level 1 | Level 1 | 29950 | 96.3779 | 96 |  | PCP
1112899 | 1771 | GIFT SHOP | Level 1 | Level 1 | 29950 | 490.9765 | 491 |  | PCP
1112900 | 1772 | ACCESSIBLE DRESSING ROOM | Level 1 | Level 1 | 29950 | 46.1816 | 46 |  | PCP
1112901 | 1773 | STORAGE | Level 1 | Level 1 | 29950 | 45.4698 | 45 |  | PCP
1114370 | G130 | GIFT SHOP | Level GL | Level GL | 29950 | 416.2467 | 416 |  |  |  |  | REMOVED 7/22/14
1113253 | 2713 | IT | Level 2 | Level 2 | 38480 | 217.8103 | 218 |  | PCP
447981 | 3760 | IT | Level 3 | Level 3 | 38480 | 213.361 |  |  | PCP
1113587 | 4760 | IT | Level 4 | Level 4 | 38480 | 229.8815 | 230 |  | PCP
1113866 | 5760 | IT | Level 5 | Level 5 | 38480 | 228.6573 | 229 |  | PCP
1114007 | 6760 | IT | Level 6 | Level 6 | 38480 | 228.702 | 229 |  | PCP
1114086 | 7760 | IT | Level 7 | Level 7 | 38480 | 228.702 | 229 |  | PCP
1114162 | 8760 | IT | Level 8 | Level 8 | 38480 | 208.9656 | 209 |  | PCP
1114233 | 9760 | IT | Level 9 | Level 9 | 38480 | 209.0001 | 209 |  | PCP
1113084 | 10760 | IT | Level 10 | Level 10 | 38480 | 209.0001 | 60 |  | PCP |  | 1 | ACTIVE 7/22/14
1114455 | G764 | IT | Level GL | Level GL | 38480 | 516.1914 | 516 |  | PCP |  |  | REMOVED 7/22/14
1114318 | G085C | EHR TRAINING | Level GL | Level GL | 38487 | 238.8239 | 239 | was OFFICE |  |  |  | REMOVED 7/22/14
1114288 | G046 | LOCKERS - VOLUN | Level GL | Level GL | 38670 | 701.3009 | 701 |  |  |  |  | REMOVED 7/22/14
1114289 | G046A | STORAGE | Level GL | Level GL | 38670 | 136.0237 | 136 |  |  |  |  | REMOVED 7/22/14
1114291 | G050A | VOLUNTEERS | Level GL | Level GL | 38670 | 294.5568 | 295 |  |  |  |  | REMOVED 7/22/14
1112897 | 1769 | CHAPEL | Level 1 | Level 1 | 38680 | 276.446 | 276 |  | PCP
1113159 | 2197 | OFFICE | Level 2 | Level 2 | 38680 | 145.2664 | 145
1114343 | G110 | CHAPEL | Level GL | Level GL | 38680 | 239.0535 | 239 |  |  |  |  | REMOVED 7/22/14
1113300 | 2340 A/B/C | OFFICE - INFECTION CONTROL | Level 2 | Level 2 | 38753 | 365.8187 | 366 | REMOVED BEDS (3)
1114308 | G081 | RISK MANAGEMENT | Level GL | Level GL | 38754 | 421.2075 | 421 |  |  |  |  | REMOVED 7/22/14
1114309 | G081A | RISK MANAGEMENT | Level GL | Level GL | 38754 | 196.6961 | 197 |  |  |  |  | REMOVED 7/22/14
1114310 | G081B | RISK MANAGEMENT | Level GL | Level GL | 38754 | 102.7762 | 103 |  |  |  |  | REMOVED 7/22/14
1114311 | G081C | RISK MANAGEMENT | Level GL | Level GL | 38754 | 115.263 | 115 |  |  |  |  | REMOVED 7/22/14
1114312 | G081D | RISK MANAGEMENT | Level GL | Level GL | 38754 | 115.8699 | 116 |  |  |  |  | REMOVED 7/22/14
1114316 | G085A | RISK MANAGEMENT | Level GL | Level GL | 38754 | 187.5985 | 188 |  |  |  |  | REMOVED 7/22/14
1113199 | 2320 | OFFICE | Level 2 | Level 2 | 38897 | 281.4846 | 281
1113200 | 2321 | TOILET | Level 2 | Level 2 | 38897 | 54.789 | 55
1113204 | 2338 | OFFICE | Level 2 | Level 2 | 38897 | 369.8802 | 370 | REMOVED BEDS (4)
1113207 | 2344 | TOILET | Level 2 | Level 2 | 38897 | 34.5472 | 35
447761 | 3077 | STORAGE | Level 3 | Level 3 | 88400 | 80.7342
1113400 | 4073 | STORAGE | Level 4 | Level 4 | 88400 | 86.1958 | 86
1113747 | 5067 | STORAGE | Level 5 | Level 5 | 88400 | 84.6545 | 85
1112984 | BCM 1763 | MAIN RECEPTION DESK | Level 1 | Level 1 | COMMON | 265.6344 | 266 |  | PCP
1112985 | BCM 1764 | VESTIBULE | Level 1 | Level 1 | COMMON | 156.8773 | 157 |  | PCP |  | 1 | SUSPENDED 7/22/14
1112986 | BCM 1766 | WAITING / BUILDING LOBBY | Level 1 | Level 1 | COMMON | 5951.6393 | 5952 |  | PCP |  | 1 | SUSPENDED 7/22/14
1112987 | BCM 1767 | VESTIBULE | Level 1 | Level 1 | COMMON | 157.9565 | 158 |  | PCP |  | 1 | SUSPENDED 7/22/14
1114261 | BCM G-01 | CORRIDOR | Level GL | Level GL | COMMON | 2145.5654 | 2146 |  |  |  |  | REMOVED 7/22/14
1114262 | BCM G-02 | CORRIDOR | Level GL | Level GL | COMMON | 2434.2016 | 2435 |  |  |  |  | REMOVED 7/22/14
1114263 | BCM G-03 | CORRIDOR | Level GL | Level GL | COMMON | 513.5813 | 513 |  |  |  |  | REMOVED 7/22/14
1114264 | BCM G136 | TOILET - MENS | Level GL | Level GL | COMMON | 178.0367 | 179 |  |  |  |  | REMOVED 7/22/14
1114265 | BCM G137 | TOILET - WOMENS | Level GL | Level GL | COMMON | 167.4677 | 167 |  |  |  |  | REMOVED 7/22/14
1112988 | FCM 1-01 | CORRIDOR | Level 1 | Level 1 | COMMON | 5439.372 | 5439
1112989 | FCM 1-02 | CORRIDOR | Level 1 | Level 1 | COMMON | 1634.1972 | 1634
1112992 | FCM 1-03 | CORRIDOR | Level 1 | Level 1 | COMMON | 2350.1327 | 2350
1112993 | FCM 1-04 | CORRIDOR | Level 1 | Level 1 | COMMON | 120.5509 | 121
1112994 | FCM 1-06 | CORRIDOR | Level 1 | Level 1 | COMMON | 1283.1853 | 1283
1112995 | FCM 1-07 | CORRIDOR | Level 1 | Level 1 | COMMON | 1569.6206 | 1570
1112996 | FCM 1-08 | CORRIDOR | Level 1 | Level 1 | COMMON | 285.3141 | 285
1112997 | FCM 1-09 | CORRIDOR | Level 1 | Level 1 | COMMON | 3111.3657 | 3111
1112998 | FCM 1-10 | CORRIDOR | Level 1 | Level 1 | COMMON | 179.6387 | 180
1113002 | FCM 1-11 | CORRIDOR | Level 1 | Level 1 | COMMON | 230.5116 | 231
1113003 | FCM 1-12 | CORRIDOR | Level 1 | Level 1 | COMMON | 437.3382 | 437
1112990 | FCM 1021 | TOILET - MENS | Level 1 | Level 1 | COMMON | 92.332 | 92
1112991 | FCM 1022 | TOILET - WOMENS | Level 1 | Level 1 | COMMON | 93.4585 | 93 |  |  |  | 1 | SUSPENDED 7/22/14
1113095 | FCM 10707 | STAIR VESTIBULE | Level 10 | Level 10 | COMMON | 74.4688 | 74 |  | PCP |  | 2 | ACTIVE 7/22/14
1113096 | FCM 10732 | STAIR VESTIBULE | Level 10 | Level 10 | COMMON | 103.9398 | 104 |  | PCP |  | 2 | ACTIVE 7/22/14
1113097 | FCM 10768 | ACCESSIBLE TOILET | Level 10 | Level 10 | COMMON | 50.058 | 50 |  | PCP |  | 1 | ACTIVE 7/22/14
1113098 | FCM 10769 | ACCESSIBLE TOILET | Level 10 | Level 10 | COMMON | 52.5756 | 53 |  | PCP |  | 2 | ACTIVE 7/22/14
1113099 | FCM 10770 | CORRIDOR | Level 10 | Level 10 | COMMON | 3087.442 | 3087 |  | PCP |  | 2 | ACTIVE 7/22/14
1113100 | FCM 10771 | CORRIDOR | Level 10 | Level 10 | COMMON | 2059.6341 | 2059 |  | PCP |  | 2 | ACTIVE 7/22/14
1113101 | FCM 10775 | SERVICE ELEVATOR LOBBY | Level 10 | Level 10 | COMMON | 255.0285 | 255 | was counted as cost center 26186 in 2015 | PCP |  | 2 | ACTIVE 7/22/14
1112999 | FCM 1101 | TOILET | Level 1 | Level 1 | COMMON | 71.7856 | 72
1113000 | FCM 1102 | TOILET | Level 1 | Level 1 | COMMON | 81.0645 | 81
1113001 | FCM 1104 | WAITING | Level 1 | Level 1 | COMMON | 694.748 | 694 |  |  |  | 1 | SUSPENDED 7/22/14
1113119 | FCM 11706 | STAIR VESTIBULE | Level 11 | Level 11 | COMMON | 69.1718 | 69 |  | PCP
1113120 | FCM 11710 | ACCESSIBLE WOMENS TOILET | Level 11 | Level 11 | COMMON | 247.8762 | 248 |  | PCP
1113121 | FCM 11712 | ELEVATOR LOBBY | Level 11 | Level 11 | COMMON | 645.5217 | 645 |  | PCP
1113122 | FCM 11713 | ELEVATOR LOBBY | Level 11 | Level 11 | COMMON | 304.5622 | 305 |  | PCP
1113123 | FCM 11715 | ACCESSIBLE MENS TOILET | Level 11 | Level 11 | COMMON | 163.5727 | 164 |  | PCP
1113130 | FCM 12704 | STAIR VESTIBULE | Level 12 | Level 12 | COMMON | 95.2092 | 95 |  | PCP
1113004 | FCM 1707 | STAIR VESTIBULE | Level 1 | Level 1 | COMMON | 103.4817 | 104 |  | PCP
1113005 | FCM 1709 | CORRIDOR | Level 1 | Level 1 | COMMON | 1207.3175 | 1208 |  | PCP
1113006 | FCM 1739 | CORRIDOR | Level 1 | Level 1 | COMMON | 616.2422 | 616 |  | PCP
1113007 | FCM 1740 | SERVICE ELEVATOR LOBBY | Level 1 | Level 1 | COMMON | 259.1756 | 259 |  | PCP
1113008 | FCM 1741 | CORRIDOR | Level 1 | Level 1 | COMMON | 723.3654 | 724 |  | PCP
1113009 | FCM 1774 | ACCESSIBLE MENS TOILET | Level 1 | Level 1 | COMMON | 204.1281 | 204 |  | PCP
1113010 | FCM 1775 | ACCESSIBLE WOMENS TOILET | Level 1 | Level 1 | COMMON | 252.1362 | 252 |  | PCP
1113011 | FCM 1779 | VESTIBULE | Level 1 | Level 1 | COMMON | 171.3668 | 171 |  | PCP |  | 1 | SUSPENDED 7/22/14
1113308 | FCM 2707 | STAIR VESTIBULE | Level 2 | Level 2 | COMMON | 91.508 | 92 |  | PCP
1113309 | FCM 2709 | CORRIDOR | Level 2 | Level 2 | COMMON | 952.3945 | 952 |  | PCP
1113310 | FCM 2720 | STAIR VESTIBULE | Level 2 | Level 2 | COMMON | 71.9355 | 72 |  | PCP
1113311 | FCM 2744 | ACCESSIBLE WOMENS TOILET | Level 2 | Level 2 | COMMON | 48.8695 | 49 |  | PCP
1113312 | FCM 2745 | ACCESSIBLE MENS TOILET | Level 2 | Level 2 | COMMON | 98.7533 | 99 |  | PCP
1113313 | FCM 2746 | CORRIDOR | Level 2 | Level 2 | COMMON | 870.1539 | 870 |  | PCP
1113314 | FCM 2748 | CORRIDOR | Level 2 | Level 2 | COMMON | 1493.8587 | 1494 |  | PCP
1113315 | FCM 2750 | SERVICE ELEVATOR LOBBY | Level 2 | Level 2 | COMMON | 257.5183 | 258 |  | PCP
1113316 | FCM 2751 | CORRIDOR | Level 2 | Level 2 | COMMON | 504.3574 | 505 |  | PCP
1164343 | FCM 3-01 | CORRIDOR | Level 3 | Level 3 | COMMON | 3372.8809
1113657 | FCM 4-01 | CORRIDOR | Level 4 | Level 4 | COMMON | 1355.5254 | 1356
1113658 | FCM 4-02 | CORRIDOR | Level 4 | Level 4 | COMMON | 609.3934 | 609
1113659 | FCM 4-03 | CORRIDOR | Level 4 | Level 4 | COMMON | 217.0205 | 217
1113660 | FCM 4-04 | CORRIDOR | Level 4 | Level 4 | COMMON | 1030.0852 | 1030
1113661 | FCM 4-05 | CORRIDOR | Level 4 | Level 4 | COMMON | 664.4492 | 665
1113662 | FCM 4-09 | CORRIDOR | Level 4 | Level 4 | COMMON | 849.9453 | 850
1113663 | FCM 4-10 | CORRIDOR | Level 4 | Level 4 | COMMON | 1176.4024 | 1176
1113664 | FCM 4101 | TOILET - MENS | Level 4 | Level 4 | COMMON | 85.2232 | 85
1113665 | FCM 4103 | TOILET - WOMENS | Level 4 | Level 4 | COMMON | 73.9709 | 74
1113666 | FCM 4363 | TOILET - ADA | Level 4 | Level 4 | COMMON | 62.1148 | 62
1113667 | FCM 4401 | CORRIDOR | Level 4 | Level 4 | COMMON | 452.6379 | 453
1113668 | FCM 4707 | STAIR VESTIBULE | Level 4 | Level 4 | COMMON | 91.6297 | 92 |  | PCP
1113669 | FCM 4732 | VESTIBULE | Level 4 | Level 4 | COMMON | 81.2983 | 81 |  | PCP
1113670 | FCM 4768 | ACCESSIBLE TOILET | Level 4 | Level 4 | COMMON | 48.3203 | 48 |  | PCP
1113671 | FCM 4769 | ACCESSIBLE TOILET | Level 4 | Level 4 | COMMON | 48.8155 | 49 |  | PCP
1113672 | FCM 4770 | CORRIDOR | Level 4 | Level 4 | COMMON | 3100.7522 | 3096 |  | PCP
1113673 | FCM 4771 | CORRIDOR | Level 4 | Level 4 | COMMON | 2039.6101 | 2039 |  | PCP
1113674 | FCM 4775 | SERVICE ELEVATOR LOBBY | Level 4 | Level 4 | COMMON | 255.3459 | 255 |  | PCP
1113675 | FCM 4777 | CORRIDOR | Level 4 | Level 4 | COMMON | 450.6012 | 451 |  | PCP
1113922 | FCM 5-01 | CORRIDOR | Level 5 | Level 5 | COMMON | 991.2526 | 991
1113923 | FCM 5-02 | CORRIDOR | Level 5 | Level 5 | COMMON | 706.3073 | 706
1113924 | FCM 5-03 | CORRIDOR | Level 5 | Level 5 | COMMON | 1136.6724 | 1137
1113925 | FCM 5-04 | CORRIDOR | Level 5 | Level 5 | COMMON | 646.0741 | 646
1113926 | FCM 5-05 | CORRIDOR | Level 5 | Level 5 | COMMON | 226.3222 | 226
1113927 | FCM 5-06 | CORRIDOR | Level 5 | Level 5 | COMMON | 1756.7236 | 1757
1113928 | FCM 5193 | TOILET - MENS | Level 5 | Level 5 | COMMON | 116.5108 | 117
1113929 | FCM 5194 | TOILET - WOMENS | Level 5 | Level 5 | COMMON | 132.1121 | 132
1113930 | FCM 5707 | STAIR VESTIBULE | Level 5 | Level 5 | COMMON | 76.2239 | 76 |  | PCP
1113931 | FCM 5732 | STAIR VESTIBULE | Level 5 | Level 5 | COMMON | 80.7745 | 81 |  | PCP
1113932 | FCM 5768 | ACCESSIBLE TOILET | Level 5 | Level 5 | COMMON | 50.0583 | 50 |  | PCP
1113933 | FCM 5769 | ACCESSIBLE TOILET | Level 5 | Level 5 | COMMON | 52.5759 | 53 |  | PCP
1113934 | FCM 5770 | CORRIDOR | Level 5 | Level 5 | COMMON | 3174.506 | 3174 |  | PCP
1113935 | FCM 5771 | CORRIDOR | Level 5 | Level 5 | COMMON | 1940.1334 | 1938 |  | PCP
1113936 | FCM 5775 | SERVICE ELEVATOR LOBBY | Level 5 | Level 5 | COMMON | 255.0285 | 255 |  | PCP
1114021 | FCM 6707 | STAIR VESTIBULE | Level 6 | Level 6 | COMMON | 76.2239 | 76 |  | PCP
1114022 | FCM 6732 | STAIR VESTIBULE | Level 6 | Level 6 | COMMON | 113.0217 | 113 |  | PCP
1114023 | FCM 6768 | ACCESSIBLE TOILET | Level 6 | Level 6 | COMMON | 50.058 | 50 |  | PCP
1114024 | FCM 6769 | ACCESSIBLE TOILET | Level 6 | Level 6 | COMMON | 52.5756 | 53 |  | PCP
1114025 | FCM 6770 | CORRIDOR | Level 6 | Level 6 | COMMON | 3093.9439 | 3095 |  | PCP
1114026 | FCM 6771 | CORRIDOR | Level 6 | Level 6 | COMMON | 1938.5762 | 1939 |  | PCP
1114027 | FCM 6775 | SERVICE ELEVATOR LOBBY | Level 6 | Level 6 | COMMON | 255.0285 | 255 |  | PCP
1114099 | FCM 7707 | STAIR VESTIBULE | Level 7 | Level 7 | COMMON | 76.2239 | 76 |  | PCP
1114100 | FCM 7732 | STAIR VESTIBULE | Level 7 | Level 7 | COMMON | 113.0217 | 113 |  | PCP
1114101 | FCM 7768 | ACCESSIBLE TOILET | Level 7 | Level 7 | COMMON | 50.058 | 50 |  | PCP
1114102 | FCM 7769 | ACCESSIBLE TOILET | Level 7 | Level 7 | COMMON | 52.5756 | 53 |  | PCP
1114103 | FCM 7770 | CORRIDOR | Level 7 | Level 7 | COMMON | 3093.1811 | 3093 |  | PCP
1114104 | FCM 7771 | CORRIDOR | Level 7 | Level 7 | COMMON | 1939.8874 | 1939 |  | PCP
1114105 | FCM 7775 | SERVICE ELEVATOR LOBBY | Level 7 | Level 7 | COMMON | 255.0285 | 255 |  | PCP
1114174 | FCM 8707 | STAIR VESTIBULE | Level 8 | Level 8 | COMMON | 76.2267 | 76 |  | PCP
1114175 | FCM 8732 | STAIR VESTIBULE | Level 8 | Level 8 | COMMON | 113.0025 | 113 |  | PCP
1114176 | FCM 8768 | ACCESSIBLE TOILET | Level 8 | Level 8 | COMMON | 50.058 | 50 |  | PCP
1114177 | FCM 8769 | ACCESSIBLE TOILET | Level 8 | Level 8 | COMMON | 52.5756 | 53 |  | PCP
1114178 | FCM 8770 | CORRIDOR | Level 8 | Level 8 | COMMON | 3092.6797 | 3093 |  | PCP
1114179 | FCM 8771 | CORRIDOR | Level 8 | Level 8 | COMMON | 1939.4917 | 1939 |  | PCP
1114180 | FCM 8775 | SERVICE ELEVATOR LOBBY | Level 8 | Level 8 | COMMON | 254.9978 | 255 |  | PCP
1114245 | FCM 9707 | VESTIBULE | Level 9 | Level 9 | COMMON | 76.2249 | 76 |  | PCP
1114246 | FCM 9732 | STAIR VESTIBULE | Level 9 | Level 9 | COMMON | 103.9787 | 104 |  | PCP
1114247 | FCM 9768 | ACCESSIBLE TOILET | Level 9 | Level 9 | COMMON | 50.058 | 50 |  | PCP
1114248 | FCM 9769 | ACCESSIBLE TOILET | Level 9 | Level 9 | COMMON | 52.5756 | 53 |  | PCP
1114249 | FCM 9770 | CORRIDOR | Level 9 | Level 9 | COMMON | 3075.228 | 3077 |  | PCP
1114250 | FCM 9771 | CORRIDOR | Level 9 | Level 9 | COMMON | 1938.7693 | 1939 |  | PCP
1114251 | FCM 9775 | SERVICE ELEVATOR LOBBY | Level 9 | Level 9 | COMMON | 255.0137 | 255 |  | PCP
1113317 | FCM C201 | CORRIDOR | Level 2 | Level 2 | COMMON | 2372.5133 | 2373
1113318 | FCM C202 | CORRIDOR | Level 2 | Level 2 | COMMON | 714.3726 | 715
1113319 | FCM C203 | CORRIDOR | Level 2 | Level 2 | COMMON | 798.724 | 799
1113320 | FCM C204 | CORRIDOR | Level 2 | Level 2 | COMMON | 2472.1632 | 2472
1113321 | FCM C209 | CORRIDOR | Level 2 | Level 2 | COMMON | 477.8247 | 477
1114266 | FCM G-01 | CORRIDOR | Level GL | Level GL | COMMON | 2076.3431 | 2077 |  |  |  |  | REMOVED 7/22/14
1114267 | FCM G-02 | CORRIDOR | Level GL | Level GL | COMMON | 448.8617 | 449 |  |  |  |  | REMOVED 7/22/14
1114268 | FCM G-03 | CORRIDOR | Level GL | Level GL | COMMON | 1309.3965 | 1313 |  |  |  |  | REMOVED 7/22/14
1114269 | FCM G-04 | CORRIDOR | Level GL | Level GL | COMMON | 1437.7792 | 1437 |  |  |  |  | REMOVED 7/22/14
1114270 | FCM G-05 | CORRIDOR | Level GL | Level GL | COMMON | 329.3857 | 329 |  |  |  |  | REMOVED 7/22/14
1114271 | FCM G-06 | CORRIDOR | Level GL | Level GL | COMMON | 229.0936 | 229 |  |  |  |  | REMOVED 7/22/14
1114272 | FCM G119A | WAITING | Level GL | Level GL | COMMON | 2005.9606 | 2006 |  |  |  |  | REMOVED 7/22/14
1114273 | FCM G707 | STAIR VESTIBULE | Level GL | Level GL | COMMON | 78.4613 | 78 |  | PCP |  |  | REMOVED 7/22/14
1114274 | FCM G709 | CORRIDOR | Level GL | Level GL | COMMON | 1728.0487 | 1729 |  | PCP |  |  | REMOVED 7/22/14
1114275 | FCM G713 | ACCESSIBLE STAFF TOILET | Level GL | Level GL | COMMON | 73.1369 | 73 |  | PCP |  |  | REMOVED 7/22/14
1114276 | FCM G736 | CORRIDOR | Level GL | Level GL | COMMON | 1927.0663 | 1927 | ASK DIANE: ROOM NO | PCP |  |  | REMOVED 7/22/14
1114277 | FCM G753 | VESTIBULE | Level GL | Level GL | COMMON | 100.3022 | 100 |  | PCP |  |  | REMOVED 7/22/14
1114278 | FCM G763 | CORRIDOR | Level GL | Level GL | COMMON | 1095.4599 | 1096 |  | PCP |  |  | REMOVED 7/22/14
1114279 | FCM G769 | SERVICE ELEVATOR LOBBY | Level GL | Level GL | COMMON | 255.0285 | 255 |  | PCP |  |  | REMOVED 7/22/14
1114280 | FCM G770 | CORRIDOR | Level GL | Level GL | COMMON | 585.6977 | 586 |  | PCP |  |  | REMOVED 7/22/14
1114491 | FCM L-01 | CORRIDOR | Level LL | Level LL | COMMON | 2997.6975 | 2998
1114492 | FCM L-02 | CORRIDOR | Level LL | Level LL | COMMON | 340.3515 | 340
1114493 | FCM L-03 | CORRIDOR | Level LL | Level LL | COMMON | 1761.4995 | 1761
1114494 | FCM L-04 | CORRIDOR | Level LL | Level LL | COMMON | 628.904 | 629
1114495 | FCM L-05 | CORRIDOR | Level LL | Level LL | COMMON | 944.1935 | 944
1114496 | FCM L-06 | CORRIDOR | Level LL | Level LL | COMMON | 981.3278 | 981
1114497 | FCM L-07 | CORRIDOR | Level LL | Level LL | COMMON | 1342.862 | 1343
1114498 | FCM L-08 | CORRIDOR | Level LL | Level LL | COMMON | 397.7245 | 398
1114499 | FCM L707 | STAIR VESTIBULE | Level LL | Level LL | COMMON | 129.6361 | 130 |  | PCP
1114500 | FCM L709 | PRESSURIZED EXIT PASSAGEWAY | Level LL | Level LL | COMMON | 519.1415 | 519 |  | PCP
1114501 | FCM L710 | SERVICE ELEVATOR LOBBY | Level LL | Level LL | COMMON | 408.0723 | 408 |  | PCP
1114502 | FCM L714 | CORRIDOR | Level LL | Level LL | COMMON | 263.8326 | 264 |  | PCP
1114503 | FCM L715 | CORRIDOR | Level LL | Level LL | COMMON | 372.0492 | 372 |  | PCP
448021 | FCM 3-02 | CORRIDOR | Level 3 | Level 3 | COMMON | 584.0591
448023 | FCM 3-04 | CORRIDOR | Level 3 | Level 3 | COMMON | 825.5329
448024 | FCM 3-05 | CORRIDOR | Level 3 | Level 3 | COMMON | 740.2832
448026 | FCM 3-07 | CORRIDOR | Level 3 | Level 3 | COMMON | 1355.9686
448031 | FCM 3-12 | CORRIDOR | Level 3 | Level 3 | COMMON | 223.1803
448032 | FCM 3-13 | CORRIDOR | Level 3 | Level 3 | COMMON | 88.1665
447834 | FCM 3191 | TOILET - WOMENS ADA | Level 3 | Level 3 | COMMON | 84.4076
447835 | FCM 3195 | TOILET - MENS | Level 3 | Level 3 | COMMON | 63.5489
447931 | FCM 3707 | STAIR VESTIBULE | Level 3 | Level 3 | COMMON | 91.5819 |  |  | PCP
447955 | FCM 3732 | VESTIBULE | Level 3 | Level 3 | COMMON | 81.2834 |  |  | PCP
447990 | FCM 3770 | CORRIDOR | Level 3 | Level 3 | COMMON | 3095.7699 |  |  | PCP
447991 | FCM 3771 | CORRIDOR | Level 3 | Level 3 | COMMON | 2038.5792 |  |  | PCP
447992 | FCM 3775 | SERVICE ELEVATOR LOBBY | Level 3 | Level 3 | COMMON | 255.3467 |  |  | PCP
447993 | FCM 3777 | CORRIDOR | Level 3 | Level 3 | COMMON | 432.9045 |  |  | PCP
1113012 | NRT 1-01 | ELEVATORS | Level 1 | Level 1 | N/A | 727.8302 | 728 |  |  |  | 1 | SUSPENDED 7/22/14
1113013 | NRT 1-02 | STAIR | Level 1 | Level 1 | N/A | 369.2243 | 369
1113014 | NRT 1-03 | ELEVATORS | Level 1 | Level 1 | N/A | 421.6354 | 422 |  |  |  | 1 | SUSPENDED 7/22/14
1113015 | NRT 1-04 | NRT | Level 1 | Level 1 | N/A | 605.0142 | 604 |  |  |  | 1 | SUSPENDED 7/22/14
1113016 | NRT 1-05 | STAIR | Level 1 | Level 1 | N/A | 100.0622 | 100
1113017 | NRT 1-06 | ELEVATOR | Level 1 | Level 1 | N/A | 163.73 | 164 |  |  |  | 1 | SUSPENDED 7/22/14
1113018 | NRT 1-07 | STAIR | Level 1 | Level 1 | N/A | 174.4051 | 174
1113019 | NRT 1-08 | ELEVATOR | Level 1 | Level 1 | N/A | 107.7076 | 108 |  |  |  | 1 | SUSPENDED 7/22/14
1113020 | NRT 1-09 | STAIR | Level 1 | Level 1 | N/A | 156.6954 | 157
1113021 | NRT 1-10 | NRT | Level 1 | Level 1 | N/A | 196.7882 | 197 |  |  |  | 1 | SUSPENDED 7/22/14
1113022 | NRT 1-11 | STAIR | Level 1 | Level 1 | N/A | 250.8753 | 251
1113023 | NRT 1-12 | STAIR | Level 1 | Level 1 | N/A | 192.2373 | 192
1113024 | NRT 1-14 | STAIR | Level 1 | Level 1 | N/A | 374.3552 | 375
1113025 | NRT 1-15 | STAIR | Level 1 | Level 1 | N/A | 336.4602 | 337
1113026 | NRT 1-16 | NRT | Level 1 | Level 1 | N/A | 62.6375 | 63 |  |  |  | 1 | SUSPENDED 7/22/14
1113027 | NRT 1-17 | NRT | Level 1 | Level 1 | N/A | 38.7667 | 39 |  |  |  | 1 | SUSPENDED 7/22/14
1113028 | NRT 1-18 | NRT | Level 1 | Level 1 | N/A | 57.252 | 57 |  |  |  | 1 | SUSPENDED 7/22/14
1113029 | NRT 1-19 | NRT |  | Level 1 | N/A |  | 56 | LINKS ADDITION
1113030 | NRT 1-20 | STAIR | Level 1 | Level 1 | N/A | 385.7395 | 386
1113031 | NRT 1-21 | NRT | Level 1 | Level 1 | N/A | 171.0989 | 171 |  |  |  | 1 | ASK DIANE ?? , SUSPENDED 7/22/14
1113032 | NRT 1-31 | NRT | Level 1 | Level 1 | N/A | 24.7699 | 25 |  | PCP |  | 2 | SUSPENDED 7/22/14
1113033 | NRT 1-32 | NRT | Level 1 | Level 1 | N/A | 50.9228 | 51 |  | PCP |  | 2 | SUSPENDED 7/22/14
1113034 | NRT 1-33 | NRT | Level 1 | Level 1 | N/A | 168.0606 | 168 |  | PCP |  | 2 | SUSPENDED 7/22/14
1113035 | NRT 1-34 | NRT | Level 1 | Level 1 | N/A | 49.1169 | 49 |  | PCP |  | 2 | SUSPENDED 7/22/14
1113036 | NRT 1-35 | NRT | Level 1 | Level 1 | N/A | 255.3562 | 255 |  | PCP
1113102 | NRT 10-31 | NRT | Level 10 | Level 10 | N/A | 61.9303 | 62 |  | PCP
1113103 | NRT 10-32 | NRT | Level 10 | Level 10 | N/A | 153.3834 | 153 |  | PCP
1113104 | NRT 10-33 | NRT | Level 10 | Level 10 | N/A | 110.3357 | 110 |  | PCP
1113105 | NRT 10-34 | NRT | Level 10 | Level 10 | N/A | 105.2829 | 105 |  | PCP
1113106 | NRT 10-35 | NRT | Level 10 | Level 10 | N/A | 196.816 | 197 |  | PCP
1113107 | NRT 10-36 | NRT | Level 10 | Level 10 | N/A | 21.2988 | 21 |  | PCP
1113108 | NRT 10701 | ELEVATORS | Level 10 | Level 10 | N/A | 847.6026 | 848 |  | PCP |  | 2 | ACTIVE 7/22/14
1113109 | NRT 10708 | STAIR | Level 10 | Level 10 | N/A | 395.6453 | 396 |  | PCP
1113110 | NRT 10733 | STAIR | Level 10 | Level 10 | N/A | 491.1006 | 491 |  | PCP
1113124 | NRT 11701 | ELEVATORS | Level 11 | Level 11 | N/A | 692.3822 | 692 |  | PCP
1113125 | NRT 11707 | STAIR | Level 11 | Level 11 | N/A | 551.7051 | 552 |  | PCP
1113126 | NRT 11722 | STAIR | Level 11 | Level 11 | N/A | 543.9314 | 544 |  | PCP
1113131 | NRT 12-31 | NRT | Level 12 | Level 12 | N/A | 30.3647 | 30 |  | PCP
1113132 | NRT 12-32 | NRT | Level 12 | Level 12 | N/A | 178.4503 | 178 |  | PCP
1113133 | NRT 12705 | STAIR | Level 12 | Level 12 | N/A | 336.34 | 336 |  | PCP
1113037 | NRT 1701 | ELEVATORS | Level 1 | Level 1 | N/A | 842.7154 | 843 |  | PCP |  | 1 | SUSPENDED 7/22/14
1113038 | NRT 1708 | STAIR | Level 1 | Level 1 | N/A | 398.831 | 399 |  | PCP
1113039 | NRT 1711 | ELEVATOR | Level 1 | Level 1 | N/A | 174.8993 | 175 |  | PCP |  | 1 | SUSPENDED 7/22/14
1113040 | NRT 1757 | STAIR | Level 1 | Level 1 | N/A | 302.4164 | 302 |  | PCP
1113322 | NRT 2-01 | STAIR | Level 2 | Level 2 | N/A | 225.2618 | 225
1113323 | NRT 2-02 | STAIR | Level 2 | Level 2 | N/A | 337.3668 | 337
1113324 | NRT 2-03 | STAIR | Level 2 | Level 2 | N/A | 936.781 | 937
1113325 | NRT 2-04 | ELEVATOR | Level 2 | Level 2 | N/A | 642.4155 | 642
1113326 | NRT 2-05 | STAIR | Level 2 | Level 2 | N/A | 248.4998 | 248
1113327 | NRT 2-06 | STAIR | Level 2 | Level 2 | N/A | 132.6824 | 133
1113328 | NRT 2-07 | ELEVATOR | Level 2 | Level 2 | N/A | 134.7541 | 135
1113329 | NRT 2-08 | STAIR | Level 2 | Level 2 | N/A | 258.7082 | 259
1113330 | NRT 2-09 | STAIR | Level 2 | Level 2 | N/A | 191.4109 | 191
1113331 | NRT 2-10 | NRT | Level 2 | Level 2 | N/A | 117.5613 | 117
1113332 | NRT 2-11 | NRT | Level 2 | Level 2 | N/A | 100.4013 | 101
1113333 | NRT 2-12 | NRT | Level 2 | Level 2 | N/A | 56.0608 | 56
1113334 | NRT 2-13 | NRT | Level 2 | Level 2 | N/A | 132.5756 | 133
1113335 | NRT 2-14 | NRT | Level 2 | Level 2 | N/A | 83.2414 | 83
1113336 | NRT 2-15 | NRT | Level 2 | Level 2 | N/A | 117.1856 | 117
1113337 | NRT 2-16 | NRT | Level 2 | Level 2 | N/A | 117.1856 | 117
1113338 | NRT 2-17 | NRT | Level 2 | Level 2 | N/A | 117.1856 | 117
1113339 | NRT 2-18 | NRT | Level 2 | Level 2 | N/A | 117.1856 | 117
1113340 | NRT 2-19 | NRT | Level 2 | Level 2 | N/A | 5.5642 | 5
1113341 | NRT 2-21 | NRT | Level 2 | Level 2 | N/A | 62.6144 | 63
1113342 | NRT 2-23 | NRT | Level 2 | Level 2 | N/A | 42.4959 | 42
1113343 | NRT 2-24 | NRT | Level 2 | Level 2 | N/A | 8.0572 | 8
1113344 | NRT 2-25 | NRT | Level 2 | Level 2 | N/A | 44.3042 | 44
1113345 | NRT 2-26 | NRT | Level 2 | Level 2 | N/A | 38.6443 | 37
1113346 | NRT 2-27 | NRT | Level 2 | Level 2 | N/A | 105.424 | 105
1113347 | NRT 2-28 | NRT | Level 2 | Level 2 | N/A | 47.9507 | 48
1113348 | NRT 2-29 | NRT | Level 2 | Level 2 | N/A | 104.5729 | 104
1113349 | NRT 2-30 | NRT | Level 2 | Level 2 | N/A | 14.5747 | 15
1113350 | NRT 2-31 | NRT | Level 2 | Level 2 | N/A | 14.9184 | 15
1113351 | NRT 2-32 | NRT | Level 2 | Level 2 | N/A | 11.2604 | 11
1113352 | NRT 2-33 | STAIR | Level 2 | Level 2 | N/A | 188.9306 | 189
1113353 | NRT 2-34 | STAIR | Level 2 | Level 2 | N/A | 112.0704 | 112
1113354 | NRT 2-35 | NRT | Level 2 | Level 2 | N/A | 60.2698 | 60
1113355 | NRT 2-36 | NRT | Level 2 | Level 2 | N/A | 41.1736 | 41
1113356 | NRT 2-37 | NRT | Level 2 | Level 2 | N/A | 41.1736 | 41
1113357 | NRT 2-41 | NRT | Level 2 | Level 2 | N/A | 57.5494 | 58 |  | PCP
1113358 | NRT 2-42 | NRT | Level 2 | Level 2 | N/A | 143.8177 | 144 |  | PCP
1113359 | NRT 2-43 | NRT | Level 2 | Level 2 | N/A | 274.0753 | 274 |  | PCP
1113360 | NRT 2701 | ELEVATORS | Level 2 | Level 2 | N/A | 834.5714 | 835 |  | PCP |  |  | REMOVED 7/22/14
1113361 | NRT 2708 | STAIR | Level 2 | Level 2 | N/A | 491.9576 | 492 |  | PCP
1113362 | NRT 2721 | STAIR | Level 2 | Level 2 | N/A | 489.0195 | 490 |  | PCP
447994 | NRT 3-01 | SW 1 | Level 3 | Level 3 | N/A | 357.4436
447995 | NRT 3-02 | SW 2 | Level 3 | Level 3 | N/A | 353.2381
447996 | NRT 3-03 | SW 3 | Level 3 | Level 3 | N/A | 900.2585
447997 | NRT 3-04 | SW 4 | Level 3 | Level 3 | N/A | 244.7848
447998 | NRT 3-05 | NRT | Level 3 | Level 3 | N/A | 547.8912
447999 | NRT 3-06 | SW 6 | Level 3 | Level 3 | N/A | 135.4534
448000 | NRT 3-07 | NRT | Level 3 | Level 3 | N/A | 198.9632
448001 | NRT 3-08 | SW 8 | Level 3 | Level 3 | N/A | 246.9841
448002 | NRT 3-09 | SW 9 | Level 3 | Level 3 | N/A | 192.2373
448003 | NRT 3-10 | NRT | Level 3 | Level 3 | N/A | 62.8423
448004 | NRT 3-11 | NRT | Level 3 | Level 3 | N/A | 68.6984
448005 | NRT 3-12 | NRT | Level 3 | Level 3 | N/A | 50.5978
448006 | NRT 3-13 | NRT | Level 3 | Level 3 | N/A | 19.9883
448007 | NRT 3-14 | NRT | Level 3 | Level 3 | N/A | 67.2264
448008 | NRT 3-15 | NRT | Level 3 | Level 3 | N/A | 181.516
448009 | NRT 3-16 | NRT | Level 3 | Level 3 | N/A | 146.13
448010 | NRT 3-17 | NRT | Level 3 | Level 3 | N/A | 34.3983
448011 | NRT 3-18 | NRT | Level 3 | Level 3 | N/A | 22.9921
448012 | NRT 3-19 | NRT | Level 3 | Level 3 | N/A | 58.7025
448013 | NRT 3-20 | NRT | Level 3 | Level 3 | N/A | 93.5491
448014 | NRT 3-21 | NRT | Level 3 | Level 3 | N/A | 38.4457
448015 | NRT 3-22 | NRT | Level 3 | Level 3 | N/A | 50.0524
448016 | NRT 3-23 | NRT | Level 3 | Level 3 | N/A | 41.6671
448017 | NRT 3-24 | NRT | Level 3 | Level 3 | N/A | 63.6511
448018 | NRT 3-25 | NRT | Level 3 | Level 3 | N/A | 26.7163 |  | LINKS ADDITION
448019 | NRT 3-26 | NRT | Level 3 | Level 3 | N/A | 105.0046 |  |  | PCP
1162832 | NRT 3-31 | NRT | Level 3 | Level 3 | N/A | 57.7393 |  |  | PCP
535793 | NRT 3-32 | NRT | Level 3 | Level 3 | N/A | 47.1197 |  |  | PCP
535792 | NRT 3-33 | NRT | Level 3 | Level 3 | N/A | 9.0361 |  |  | PCP
535794 | NRT 3-34 | NRT | Level 3 | Level 3 | N/A | 104.6704 |  |  | PCP
530935 | NRT 3-35 | NRT | Level 3 | Level 3 | N/A | 95.8258 |  |  | PCP
447930 | NRT 3701 | ELEVATORS 1-6 | Level 3 | Level 3 | N/A | 836.1517 |  |  | PCP
447932 | NRT 3708 | STAIR 2 | Level 3 | Level 3 | N/A | 592.7141 |  |  | PCP
447956 | NRT 3733 | STAIR 1 | Level 3 | Level 3 | N/A | 440.2735 |  |  | PCP
1113676 | NRT 4-01 | STAIR | Level 4 | Level 4 | N/A | 390.0412 | 390
1113677 | NRT 4-02 | STAIR | Level 4 | Level 4 | N/A | 398.2689 | 398
1113678 | NRT 4-03 | STAIR | Level 4 | Level 4 | N/A | 848.8761 | 849
1113679 | NRT 4-04 | STAIR | Level 4 | Level 4 | N/A | 238.3957 | 239
1113680 | NRT 4-05 | ELEVATORS | Level 4 | Level 4 | N/A | 478.2083 | 478
1113681 | NRT 4-06 | STAIR | Level 4 | Level 4 | N/A | 70.7885 | 70
1113682 | NRT 4-07 | ELEVATOR | Level 4 | Level 4 | N/A | 150.8023 | 151
1113683 | NRT 4-08 | STAIR | Level 4 | Level 4 | N/A | 248.4872 | 249
1113684 | NRT 4-09 | STAIR | Level 4 | Level 4 | N/A | 192.2372 | 192
1113685 | NRT 4-10 | NRT | Level 4 | Level 4 | N/A | 10.5255 | 10
1113686 | NRT 4-11 | NRT | Level 4 | Level 4 | N/A | 140.502 | 140
1113687 | NRT 4-12 | NRT | Level 4 | Level 4 | N/A | 93.1225 | 93
1113688 | NRT 4-13 | NRT | Level 4 | Level 4 | N/A | 33.8921 | 34
1113689 | NRT 4-14 | NRT | Level 4 | Level 4 | N/A | 9.8676 | 10
1113690 | NRT 4-15 | NRT | Level 4 | Level 4 | N/A | 67.7218 | 68
1113691 | NRT 4-16 | NRT | Level 4 | Level 4 | N/A | 21.0039 | 21
1113692 | NRT 4-17 | NRT | Level 4 | Level 4 | N/A | 60.6787 | 61
1113693 | NRT 4-18 | NRT | Level 4 | Level 4 | N/A | 9.9167 | 10
1113694 | NRT 4-19 | NRT | Level 4 | Level 4 | N/A | 24.4702 | 24
1113695 | NRT 4-20 | NRT | Level 4 | Level 4 | N/A | 32.191 | 32
1113696 | NRT 4-21 | NRT | Level 4 | Level 4 | N/A | 103.9021 | 104
1113697 | NRT 4-22 | NRT | Level 4 | Level 4 | N/A | 16.0755 | 16
1113698 | NRT 4-23 | NRT | Level 4 | Level 4 | N/A | 64.4203 | 64
1113699 | NRT 4-24 | NRT | Level 4 | Level 4 | N/A | 42.9562 | 43
1113700 | NRT 4-31 | NRT | Level 4 | Level 4 | N/A | 57.7393 | 58 |  | PCP
1113701 | NRT 4-32 | NRT | Level 4 | Level 4 | N/A | 146.3436 | 146 |  | PCP
1113702 | NRT 4-33 | NRT | Level 4 | Level 4 | N/A | 82.3177 | 82 |  | PCP
1113703 | NRT 4-34 | NRT | Level 4 | Level 4 | N/A | 104.7686 | 105 |  | PCP
1113704 | NRT 4-35 | NRT | Level 4 | Level 4 | N/A | 155.0137 | 155 |  | PCP
1113705 | NRT 4701 | ELEVATORS | Level 4 | Level 4 | N/A | 836.2153 | 836 |  | PCP
1113706 | NRT 4708 | STAIR | Level 4 | Level 4 | N/A | 512.933 | 518 |  | PCP
1113707 | NRT 4733 | STAIR | Level 4 | Level 4 | N/A | 440.3195 | 439 |  | PCP
1113937 | NRT 5-01 | STAIR | Level 5 | Level 5 | N/A | 323.9446 | 324
1113938 | NRT 5-02 | STAIR | Level 5 | Level 5 | N/A | 344.9156 | 345
1113939 | NRT 5-03 | STAIR | Level 5 | Level 5 | N/A | 879.8353 | 880
1113940 | NRT 5-04 | ELEVATORS | Level 5 | Level 5 | N/A | 527.5806 | 528
1113941 | NRT 5-05 | STAIR | Level 5 | Level 5 | N/A | 264.151 | 264
1113942 | NRT 5-06 | STAIR | Level 5 | Level 5 | N/A | 192.2373 | 192
1113943 | NRT 5-07 | NRT | Level 5 | Level 5 | N/A | 68.0976 | 68
1113944 | NRT 5-08 | NRT | Level 5 | Level 5 | N/A | 24.6117 | 25
1113945 | NRT 5-09 | NRT | Level 5 | Level 5 | N/A | 19.2518 | 19
1113946 | NRT 5-10 | NRT | Level 5 | Level 5 | N/A | 15.6658 | 16
1113947 | NRT 5-11 | NRT | Level 5 | Level 5 | N/A | 13.7948 | 13
1113948 | NRT 5-12 | NRT | Level 5 | Level 5 | N/A | 17.3357 | 17
1113949 | NRT 5-13 | NRT | Level 5 | Level 5 | N/A | 37.7306 | 38
1113950 | NRT 5-14 | NRT | Level 5 | Level 5 | N/A | 51.0762 | 51
1113951 | NRT 5-15 | NRT | Level 5 | Level 5 | N/A | 18.5585 | 19
1113952 | NRT 5-16 | NRT | Level 5 | Level 5 | N/A | 16.3774 | 16
1113953 | NRT 5-17 | NRT | Level 5 | Level 5 | N/A | 6.9801 | 7
1113954 | NRT 5-18 | STAIR | Level 5 | Level 5 | N/A | 260.7512 | 261
1113955 | NRT 5-31 | NRT | Level 5 | Level 5 | N/A | 61.9298 | 62 |  | PCP
1113956 | NRT 5-32 | NRT | Level 5 | Level 5 | N/A | 153.3835 | 153 |  | PCP
1113957 | NRT 5-33 | NRT | Level 5 | Level 5 | N/A | 89.7563 | 90 |  | PCP
1113958 | NRT 5-34 | NRT | Level 5 | Level 5 | N/A | 105.1837 | 105 |  | PCP
1113959 | NRT 5-35 | NRT | Level 5 | Level 5 | N/A | 196.7555 | 197 |  | PCP
1113960 | NRT 5-36 | NRT | Level 5 | Level 5 | N/A | 21.2988 | 21 |  | PCP
1113961 | NRT 5701 | ELEVATORS | Level 5 | Level 5 | N/A | 843.436 | 843 |  | PCP
1113962 | NRT 5708 | STAIR | Level 5 | Level 5 | N/A | 633.0591 | 633 |  | PCP
1113963 | NRT 5733 | STAIR | Level 5 | Level 5 | N/A | 439.9639 | 440 |  | PCP
1114028 | NRT 6-01 | STAIR | Level 6 | Level 6 | N/A | 254.2656 | 254
1114029 | NRT 6-02 | STAIR | Level 6 | Level 6 | N/A | 18.3333 | 18
1114030 | NRT 6-03 | NRT | Level 6 | Level 6 | N/A | 378.8333 | 379
1114031 | NRT 6-04 | STAIR | Level 6 | Level 6 | N/A | 217.4236 | 217
1114032 | NRT 6-05 | NRT | Level 6 | Level 6 | N/A | 13.7222 | 14
1114033 | NRT 6-06 | NRT | Level 6 | Level 6 | N/A | 1073.3816 | 1073
1114034 | NRT 6-31 | NRT | Level 6 | Level 6 | N/A | 61.9303 | 62 |  | PCP
1114035 | NRT 6-32 | NRT | Level 6 | Level 6 | N/A | 153.3814 | 153 |  | PCP
1114036 | NRT 6-33 | NRT | Level 6 | Level 6 | N/A | 89.7085 | 90 |  | PCP
1114037 | NRT 6-34 | NRT | Level 6 | Level 6 | N/A | 105.1989 | 105 |  | PCP
1114038 | NRT 6-35 | NRT | Level 6 | Level 6 | N/A | 196.7787 | 197 |  | PCP
1114039 | NRT 6-36 | NRT | Level 6 | Level 6 | N/A | 21.2988 | 21 |  | PCP
1114040 | NRT 6701 | ELEVATORS | Level 6 | Level 6 | N/A | 843.436 | 843 |  | PCP
1114041 | NRT 6708 | STAIR | Level 6 | Level 6 | N/A | 394.8422 | 395 |  | PCP
1114042 | NRT 6733 | STAIR | Level 6 | Level 6 | N/A | 445.1054 | 445 |  | PCP
1114106 | NRT 7-01 | STAIR | Level 7 | Level 7 | N/A | 254.2656 | 254
1114107 | NRT 7-02 | STAIR | Level 7 | Level 7 | N/A | 14.5833 | 15
1114108 | NRT 7-03 | NRT | Level 7 | Level 7 | N/A | 378.8333 | 379
1114109 | NRT 7-04 | NRT | Level 7 | Level 7 | N/A | 139.7969 | 140
1114110 | NRT 7-31 | NRT | Level 7 | Level 7 | N/A | 61.9303 | 62 |  | PCP
1114111 | NRT 7-32 | NRT | Level 7 | Level 7 | N/A | 153.3814 | 153 |  | PCP
1114112 | NRT 7-33 | NRT | Level 7 | Level 7 | N/A | 89.7085 | 90 |  | PCP
1114113 | NRT 7-34 | NRT | Level 7 | Level 7 | N/A | 105.1837 | 105 |  | PCP
1114114 | NRT 7-35 | NRT | Level 7 | Level 7 | N/A | 196.7741 | 197 |  | PCP
1114115 | NRT 7-36 | NRT | Level 7 | Level 7 | N/A | 21.2988 | 21 |  | PCP
1114116 | NRT 7701 | ELEVATORS | Level 7 | Level 7 | N/A | 843.4359 | 843 |  | PCP
1114117 | NRT 7708 | STAIR | Level 7 | Level 7 | N/A | 394.8422 | 395 |  | PCP
1114118 | NRT 7733 | STAIR | Level 7 | Level 7 | N/A | 447.9639 | 448 |  | PCP
1114181 | NRT 8-31 | NRT | Level 8 | Level 8 | N/A | 61.9303 | 62 |  | PCP
1114182 | NRT 8-32 | NRT | Level 8 | Level 8 | N/A | 153.3835 | 153 |  | PCP
1114183 | NRT 8-33 | NRT | Level 8 | Level 8 | N/A | 110.3702 | 110 |  | PCP
1114184 | NRT 8-34 | NRT | Level 8 | Level 8 | N/A | 105.2069 | 105 |  | PCP
1114185 | NRT 8-35 | NRT | Level 8 | Level 8 | N/A | 196.7533 | 197 |  | PCP
1114186 | NRT 8-36 | NRT | Level 8 | Level 8 | N/A | 21.2988 | 21 |  | PCP
1114187 | NRT 8701 | ELEVATORS | Level 8 | Level 8 | N/A | 843.4359 | 843 |  | PCP
1114188 | NRT 8708 | STAIR | Level 8 | Level 8 | N/A | 394.9863 | 395 |  | PCP
1114189 | NRT 8733 | STAIR | Level 8 | Level 8 | N/A | 445.1794 | 445 |  | PCP
1114252 | NRT 9-31 | NRT | Level 9 | Level 9 | N/A | 61.9303 | 62 |  | PCP
1114253 | NRT 9-32 | NRT | Level 9 | Level 9 | N/A | 153.3814 | 153 |  | PCP
1114254 | NRT 9-33 | NRT | Level 9 | Level 9 | N/A | 110.3357 | 110 |  | PCP
1114255 | NRT 9-34 | NRT | Level 9 | Level 9 | N/A | 105.1825 | 105 |  | PCP
1114256 | NRT 9-35 | NRT | Level 9 | Level 9 | N/A | 196.7846 | 197 |  | PCP
1114257 | NRT 9-36 | NRT | Level 9 | Level 9 | N/A | 21.2988 | 21 |  | PCP
1114258 | NRT 9701 | ELEVATORS | Level 9 | Level 9 | N/A | 847.6026 | 848 |  | PCP
1114259 | NRT 9708 | STAIR | Level 9 | Level 9 | N/A | 391.965 | 392 |  | PCP
1114260 | NRT 9733 | STAIR | Level 9 | Level 9 | N/A | 446.8212 | 457 |  | PCP
1114460 | NRT G-01 | ELEVATORS | Level GL | Level GL | N/A | 603.5253 | 604 |  |  |  |  | REMOVED 7/22/14
1114461 | NRT G-02 | ELEVATORS | Level GL | Level GL | N/A | 503.9064 | 504 |  |  |  |  | REMOVED 7/22/14
1114462 | NRT G-03 | STAIR | Level GL | Level GL | N/A | 335.7379 | 336 |  |  |  |  | REMOVED 7/22/14
1114463 | NRT G-04 | STAIR | Level GL | Level GL | N/A | 155.3712 | 156 |  |  |  |  | REMOVED 7/22/14
1114464 | NRT G-05 | ELEVATOR | Level GL | Level GL | N/A | 62.6497 | 63 |  |  |  |  | REMOVED 7/22/14
1114465 | NRT G-07 | NRT | Level GL | Level GL | N/A | 35.84 | 36 |  |  |  |  | REMOVED 7/22/14
1114466 | NRT G-08 | NRT |  | Level GL | N/A |  | 284 |  |  |  |  | REMOVED 7/22/14
1114467 | NRT G-15 | NRT | Level GL | Level GL | N/A | 21.8436 | 22 |  |  |  |  | REMOVED 7/22/14
1114468 | NRT G-16 | NRT | Level GL | Level GL | N/A | 88.6857 | 89 |  |  |  |  | REMOVED 7/22/14
1114469 | NRT G-17 | NRT | Level GL | Level GL | N/A | 9.6673 | 10 |  |  |  |  | REMOVED 7/22/14
1114470 | NRT G-18 | STAIR | Level GL | Level GL | N/A | 337.0134 | 338 |  |  |  |  | REMOVED 7/22/14
1114471 | NRT G-19 | NRT | Level GL | Level GL | N/A | 14.4515 | 14 |  |  |  |  | REMOVED 7/22/14
1114472 | NRT G-20 | NRT | Level GL | Level GL | N/A | 53.0239 | 53 |  |  |  |  | REMOVED 7/22/14
1114473 | NRT G-21 | STAIR | Level GL | Level GL | N/A | 352.5538 | 352 |  |  |  |  | REMOVED 7/22/14
1114474 | NRT G-22 | NRT | Level GL | Level GL | N/A | 27.4192 | 27 |  |  |  |  | REMOVED 7/22/14
1114475 | NRT G-23 | NRT | Level GL | Level GL | N/A | 46.8884 | 47 |  |  |  |  | REMOVED 7/22/14
1114476 | NRT G-24 | STAIR | Level GL | Level GL | N/A | 147.8855 | 148 |  |  |  |  | REMOVED 7/22/14
1114477 | NRT G-25 | NRT | Level GL | Level GL | N/A | 29.6673 | 30 |  |  |  |  | REMOVED 7/22/14
1114478 | NRT G-26 | STAIR | Level GL | Level GL | N/A | 148.6384 | 149
1114479 | NRT G-27 | STAIR | Level GL | Level GL | N/A | 87.8066 | 87
1114480 | NRT G-28 | NRT | Level GL | Level GL | N/A | 781.9677 | 782 |  |  |  |  | REMOVED 7/22/14
1114481 | NRT G-31 | NRT | Level GL | Level GL | N/A | 23.4609 | 24 |  | PCP |  |  | REMOVED 7/22/14
1114482 | NRT G-32 | NRT | Level GL | Level GL | N/A | 41.1154 | 41 |  | PCP |  |  | REMOVED 7/22/14
1114483 | NRT G-33 | NRT | Level GL | Level GL | N/A | 62.8032 | 63 |  | PCP |  |  | REMOVED 7/22/14
1114484 | NRT G-34 | NRT | Level GL | Level GL | N/A | 28.4208 | 28 |  | PCP |  |  | REMOVED 7/22/14
1114485 | NRT G-35 | STAIR | Level GL | Level GL | N/A | 283.961 | 284 |  | PCP |  |  | REMOVED 7/22/14
1114486 | NRT G701 | ELEVATORS | Level GL | Level GL | N/A | 844.7233 | 844 |  | PCP |  |  | REMOVED 7/22/14
1114487 | NRT G708 | STAIR | Level GL | Level GL | N/A | 418.4375 | 418 |  | PCP |  |  | REMOVED 7/22/14
1114488 | NRT G711 | ELEVATOR | Level GL | Level GL | N/A | 170.0522 | 170 |  | PCP |  |  | REMOVED 7/22/14
1114489 | NRT G754 | STAIR | Level GL | Level GL | N/A | 365.0058 | 365 |  | PCP |  |  | REMOVED 7/22/14
1114490 | NRT G768 | STAIR | Level GL | Level GL | N/A | 479.5347 | 480 |  | PCP |  |  | REMOVED 7/22/14
1114589 | NRT L-01 | ELEVATOR | Level LL | Level LL | N/A | 631.4179 | 631
1114590 | NRT L-02 | ELEVATOR | Level LL | Level LL | N/A | 405.0429 | 405
1114591 | NRT L-03 | STAIR | Level LL | Level LL | N/A | 337.8588 | 339
1114592 | NRT L-04 | STAIR | Level LL | Level LL | N/A | 198.2942 | 198
1114593 | NRT L-05 | ELEVATOR | Level LL | Level LL | N/A | 103.923 | 104
1114594 | NRT L-06 | STAIR | Level LL | Level LL | N/A | 291.9445 | 292
1114595 | NRT L-07 | STAIR | Level LL | Level LL | N/A | 702.5859 | 703
1114596 | NRT L-08 | NRT | Level LL | Level LL | N/A | 1124.6458 | 1125
1114597 | NRT L-09 | NRT | Level LL | Level LL | N/A | 9875.4753 | 9875
1114598 | NRT L-10 | NRT | Level LL | Level LL | N/A | 194.5954 | 195 | LINKS ADDITION
1114599 | NRT L-11 | NRT | Level LL | Level LL | N/A | 139.4156 | 139
1114600 | NRT L-12 | STAIR | Level LL | Level LL | N/A | 255.8036 | 256 | LINKS ADDITION
1114601 | NRT L-31 | ELEVATOR | Level LL | Level LL | N/A | 279.4204 | 279 |  | PCP
1114602 | NRT L-32 | ELEVATORS | Level LL | Level LL | N/A | 778.1641 | 778 |  | PCP
1114603 | NRT L708 | STAIR | Level LL | Level LL | N/A | 505.594 | 506 |  | PCP
1114604 | NRT L768 | STAIR | Level LL | Level LL | N/A | 277.0686 | 278 |  | PCP
1113160 | 2200 | LINEN | Level 2 | Level 2 | VACANT | 17.5004 | 17
1113161 | 2201 | CONFERENCE | Level 2 | Level 2 | VACANT | 191.4938 | 191
1113283 | 2202 A/B |  | Level 2 | Level 2 | VACANT | 251.054 | 251 | REMOVED BEDS (2)
1113162 | 2203 | TOILET - STAFF | Level 2 | Level 2 | VACANT | 27.0005 | 27
1113163 | 2205 | LACTATION ROOM | Level 2 | Level 2 | VACANT | 117.4911 | 117
1113284 | 2206 A/B |  | Level 2 | Level 2 | VACANT | 254.3964 | 254 | REMOVED BEDS (2)
1113164 | 2209 | NURSE SUPPORT | Level 2 | Level 2 | VACANT | 100.9729 | 101
1113285 | 2210 A/B |  | Level 2 | Level 2 | VACANT | 240.1093 | 240 | REMOVED BEDS (2)
1113165 | 2211 | NURSE STATION | Level 2 | Level 2 | VACANT | 119.0443 | 119
1113286 | 2214 A/B |  | Level 2 | Level 2 | VACANT | 240.1093 | 240 | REMOVED BEDS (2)
1113287 | 2218 A/B |  | Level 2 | Level 2 | VACANT | 254.3964 | 254 | REMOVED BEDS (2)
1113166 | 2219 | SOILED UTILITY | Level 2 | Level 2 | VACANT | 159.5403 | 160 | [5 empty] | YES
1113288 | 2222 A/B |  | Level 2 | Level 2 | VACANT | 254.3964 | 254 | REMOVED BEDS (2)
1113289 | 2226 A/B |  | Level 2 | Level 2 | VACANT | 240.1093 | 240 | REMOVED BEDS (2)
1113167 | 2227 | TUB / STORAGE | Level 2 | Level 2 | VACANT | 39.4044 | 39
1113168 | 2231 | SHOWER | Level 2 | Level 2 | VACANT | 21.6042 | 22
1113169 | 2241 | TOILET - STAFF | Level 2 | Level 2 | VACANT | 34.3896 | 34
1113293 | 2246 A/B/C/D |  | Level 2 | Level 2 | VACANT | 433.9 | 434 | REMOVED BEDS (4)
1113172 | 2251 | SITZ BATH | Level 2 | Level 2 | VACANT | 17.992 | 18
1113173 | 2253 | SOILED UTILITY | Level 2 | Level 2 | VACANT | 62.7914 | 63 | [5 empty] | YES
1113174 | 2255 | TUB / SHOWER | Level 2 | Level 2 | VACANT | 24.6231 | 25
1113175 | 2261 | SUPPLY | Level 2 | Level 2 | VACANT | 16.4964 | 17
1113176 | 2263 | CLEAN UTILITY | Level 2 | Level 2 | VACANT | 116.7077 | 117 | [5 empty] | YES
1113294 | 2275A | CASE MGMT | Level 2 | Level 2 | VACANT | 77.309 | 77
1113186 | 2283 | TOILET | Level 2 | Level 2 | VACANT | 67.6092 | 68
1113187 | 2293 | TOILET | Level 2 | Level 2 | VACANT | 50.4535 | 50
1113188 | 2295 | WAITING | Level 2 | Level 2 | VACANT | 111.6811 | 112
1113190 | 2300 | OFFICE | Level 2 | Level 2 | VACANT | 255.9787 | 256 | REMOVED BEDS (2)
1113201 | 2322 | OFFICE - PICC | Level 2 | Level 2 | VACANT | 195.8271 | 196
447718 | 3002 A/B |  | Level 3 | Level 3 | VACANT | 334.0655 |  | REMOVED BEDS (2) |  |  |  | REMOVED 7/22/14
447719 | 3005 | TOILET - STAFF | Level 3 | Level 3 | VACANT | 37.1587
447720 | 3006 A/B |  | Level 3 | Level 3 | VACANT | 328.1627 |  | REMOVED BEDS (2) |  |  |  | REMOVED 7/22/14
447721 | 3007 | STORAGE | Level 3 | Level 3 | VACANT | 63.4874
447722 | 3009 | PHARMACY | Level 3 | Level 3 | VACANT | 146.7295 | [6 empty] | NO
447723 | 3009A | STORAGE | Level 3 | Level 3 | VACANT | 8.4022
447724 | 3010 |  | Level 3 | Level 3 | VACANT | 213.126 |  | REMOVED BED |  |  |  | REMOVED 7/22/14
447725 | 3012 |  | Level 3 | Level 3 | VACANT | 254.408 |  | REMOVED BED |  |  |  | REMOVED 7/22/14
447726 | 3013 | NURSE SUPPORT | Level 3 | Level 3 | VACANT | 16.6343
447727 | 3013A | STORAGE | Level 3 | Level 3 | VACANT | 10.2951
447728 | 3014 |  | Level 3 | Level 3 | VACANT | 228.5786 |  | REMOVED BED |  |  |  | REMOVED 7/22/14
447729 | 3015 | TELEMETRY | Level 3 | Level 3 | VACANT | 39.6643
447730 | 3016 |  | Level 3 | Level 3 | VACANT | 235.0922 |  | REMOVED BED |  |  |  | REMOVED 7/22/14
447731 | 3017B | NURSE STATION | Level 3 | Level 3 | VACANT | 236.9215
447732 | 3018 |  | Level 3 | Level 3 | VACANT | 227.7531 |  | REMOVED BED |  |  |  | REMOVED 7/22/14
447733 | 3020 |  | Level 3 | Level 3 | VACANT | 244.5773 |  | REMOVED BED |  |  |  | REMOVED 7/22/14
447734 | 3022 |  | Level 3 | Level 3 | VACANT | 228.8497 |  | REMOVED BED |  |  |  | REMOVED 7/22/14
447736 | 3024 |  | Level 3 | Level 3 | VACANT | 219.2264 |  | REMOVED BED |  |  |  | REMOVED 7/22/14
447737 | 3025 | STORAGE | Level 3 | Level 3 | VACANT | 35.3306
447738 | 3026 |  | Level 3 | Level 3 | VACANT | 295.7493 |  | REMOVED BED |  |  |  | REMOVED 7/22/14
447739 | 3027 | STORAGE | Level 3 | Level 3 | VACANT | 20.7106
447740 | 3028 |  | Level 3 | Level 3 | VACANT | 187.7694 |  | REMOVED BED |  |  |  | REMOVED 7/22/14
447741 | 3030 |  | Level 3 | Level 3 | VACANT | 226.3692 |  | REMOVED BED |  |  |  | REMOVED 7/22/14
447742 | 3032 |  | Level 3 | Level 3 | VACANT | 220.3823 |  | REMOVED BED |  |  |  | REMOVED 7/22/14
447743 | 3033 | STORAGE | Level 3 | Level 3 | VACANT | 34.6958
447744 | 3034 |  | Level 3 | Level 3 | VACANT | 616.527 |  | REMOVED BEDS (4) |  |  |  | REMOVED 7/22/14
447745 | 3037 | OFFICE | Level 3 | Level 3 | VACANT | 53.6489
447746 | 3042 A/B/C/D |  | Level 3 | Level 3 | VACANT | 625.0533 |  | REMOVED BEDS (4) |  |  |  | REMOVED 7/22/14
447747 | 3050 |  | Level 3 | Level 3 | VACANT | 305.5466 |  | REMOVED BED |  |  |  | REMOVED 7/22/14
447748 | 3052 A/B/C |  | Level 3 | Level 3 | VACANT | 469.4614 |  | REMOVED BEDS (3) |  |  |  | REMOVED 7/22/14
447749 | 3055 | CLEAN UTILITY | Level 3 | Level 3 | VACANT | 100.5355 | [6 empty] | YES
447750 | 3057 | SOILED UTILITY | Level 3 | Level 3 | VACANT | 103.4123 | [6 empty] | YES
447751 | 3058 A/B/C |  | Level 3 | Level 3 | VACANT | 456.8633 |  | REMOVED BEDS (3) |  |  |  | REMOVED 7/22/14
447752 | 3059A | OFFICE | Level 3 | Level 3 | VACANT | 42.818
447753 | 3059B | OFFICE | Level 3 | Level 3 | VACANT | 40.5479
447754 | 3063 | SHOWER | Level 3 | Level 3 | VACANT | 64.148
447755 | 3064 | NURSE LOUNGE | Level 3 | Level 3 | VACANT | 276.7134 |  | REMOVED BED |  |  |  | REMOVED 7/22/14
447756 | 3067 | STORAGE | Level 3 | Level 3 | VACANT | 38.5175
447757 | 3069 | OFFICE | Level 3 | Level 3 | VACANT | 109.8006
447870 | 3305 | LAUNDRY CHUTE | Level 3 | Level 3 | VACANT | 64.7541
447872 | 3307 | JANITOR | Level 3 | Level 3 | VACANT | 32.8973
1113363 | 4001 | OFFICE - PCC | Level 4 | Level 4 | VACANT | 145.9499 | 146
1113594 | 4002 A/B |  | Level 4 | Level 4 | VACANT | 327.265 | 327 | REMOVED BEDS (2)
1113364 | 4003 | LINEN | Level 4 | Level 4 | VACANT | 17.034 | 17
1113365 | 4005 | TOILET - STAFF | Level 4 | Level 4 | VACANT | 33.4028 | 33
1113366 | 4007 | OFFICE | Level 4 | Level 4 | VACANT | 62.1755 | 62
1113595 | 4008 A/B |  | Level 4 | Level 4 | VACANT | 318.1176 | 318 | REMOVED BEDS (2)
1113367 | 4009 | SOILED UTILITY | Level 4 | Level 4 | VACANT | 103.262 | 103 | [5 empty] | YES
1113368 | 4010 |  | Level 4 | Level 4 | VACANT | 241.8351 | 242 | REMOVED BED
1113369 | 4011 | MEDICATION | Level 4 | Level 4 | VACANT | 98.1216 | 98
1113370 | 4012 |  | Level 4 | Level 4 | VACANT | 232.9101 | 233 | REMOVED BED
1113371 | 4013 | MEDICATION | Level 4 | Level 4 | VACANT | 119.9216 | 120
1113372 | 4014 |  | Level 4 | Level 4 | VACANT | 228.9103 | 229 | REMOVED BED
1113373 | 4015 | NURSE STATION | Level 4 | Level 4 | VACANT | 120.3031 | 120
1113374 | 4016 |  | Level 4 | Level 4 | VACANT | 228.9103 | 229 | REMOVED BED
1113375 | 4017 | CASE MGMT | Level 4 | Level 4 | VACANT | 62.4719 | 62
1113376 | 4018 |  | Level 4 | Level 4 | VACANT | 228.0765 | 228 | REMOVED BED
1113377 | 4020 |  | Level 4 | Level 4 | VACANT | 244.9336 | 245 | REMOVED BED
1113379 | 4022 |  | Level 4 | Level 4 | VACANT | 224.6293 | 225 | REMOVED BED
1113380 | 4023 | LINEN | Level 4 | Level 4 | VACANT | 35.3223 | 35
1113381 | 4024 |  | Level 4 | Level 4 | VACANT | 250.7064 | 251 | REMOVED BED
1113382 | 4025 | STORAGE | Level 4 | Level 4 | VACANT | 19.1357 | 19
1113383 | 4026 |  | Level 4 | Level 4 | VACANT | 249.1162 | 249 | REMOVED BED
1113596 | 4026A | TOILET | Level 4 | Level 4 | VACANT | 61.1052 | 61
1113384 | 4028 |  | Level 4 | Level 4 | VACANT | 216.8076 | 217 | REMOVED BED
1113385 | 4030 |  | Level 4 | Level 4 | VACANT | 212.0418 | 212 | REMOVED BED
1113386 | 4032 |  | Level 4 | Level 4 | VACANT | 268.774 | 269 | REMOVED BED
1113597 | 4034 A/B/C/D |  | Level 4 | Level 4 | VACANT | 595.6487 | 596 | REMOVED BEDS (4)
1113388 | 4041 | DICTATION | Level 4 | Level 4 | VACANT | 41.1216 | 41
1113598 | 4041A | STORAGE | Level 4 | Level 4 | VACANT | 9.4463 | 9
1113599 | 4042 A/B/C/D |  | Level 4 | Level 4 | VACANT | 538.7006 | 539 | REMOVED BEDS (4)
1113389 | 4050 |  | Level 4 | Level 4 | VACANT | 409.4097 | 409 | REMOVED BED
1113600 | 4052 A/B/C |  | Level 4 | Level 4 | VACANT | 456.9974 | 457 | REMOVED BEDS (3)
1113390 | 4057 | LINEN | Level 4 | Level 4 | VACANT | 17.034 | 17
1113601 | 4058 A/B/C |  | Level 4 | Level 4 | VACANT | 471.1945 | 471 | REMOVED BEDS (3)
1113391 | 4061 | CONFERENCE | Level 4 | Level 4 | VACANT | 81.0945 | 81
1113392 | 4063 | SHOWER | Level 4 | Level 4 | VACANT | 92.5459 | 93
1113393 | 4064 |  | Level 4 | Level 4 | VACANT | 254.6501 | 257 | REMOVED BED
1113399 | 4072 | STORAGE | Level 4 | Level 4 | VACANT | 26.5675 | 27
1113475 | 4191 | OFFICE | Level 4 | Level 4 | VACANT | 138.2569 | 138
1113516 | 4350 | NURSE STATION | Level 4 | Level 4 | VACANT | 171.2241 | 171
1113635 | 4350A | DIALYSIS - 8 STATIONS | Level 4 | Level 4 | VACANT | 2022.8313 | 2023 | [5 empty] | NO
1113636 | 4350I | DIALYSIS - ISOL | Level 4 | Level 4 | VACANT | 119.6969 | 120 | HEADWALL / NEVER A BED |  |  |  |  | YES
1113637 | 4350J | DIALYSIS - ISOL | Level 4 | Level 4 | VACANT | 125.96 | 126 | HEADWALL / NEVER A BED |  |  |  |  | YES
1113517 | 4351 | SOILED UTILITY | Level 4 | Level 4 | VACANT | 62.7934 | 63 | [5 empty] | YES
1113518 | 4353 | CLEAN UTILITY | Level 4 | Level 4 | VACANT | 78.4475 | 78 | [5 empty] | YES
1113519 | 4355 | TECH WORK ROOM | Level 4 | Level 4 | VACANT | 212.4624 | 212 | [5 empty] | NO
1113520 | 4357 | LOUNGE / LOCKERS / CONF | Level 4 | Level 4 | VACANT | 244.3686 | 244
1113521 | 4359 | REVERSE OSMOSIS EQUIP | Level 4 | Level 4 | VACANT | 55.7021 | 56
1113522 | 4361 | OFFICE - PCC | Level 4 | Level 4 | VACANT | 106.1141 | 106
1113708 | 5001 | OFFICE - PCC | Level 5 | Level 5 | VACANT | 139.7695 | 140
1113877 | 5002 A/B |  | Level 5 | Level 5 | VACANT | 323.7115 | 324 | REMOVED BEDS (2)
1113709 | 5003 | LINEN | Level 5 | Level 5 | VACANT | 14.5873 | 15
1113710 | 5005 | TUB ROOM | Level 5 | Level 5 | VACANT | 48.1798 | 48
1113878 | 5006 A/B |  | Level 5 | Level 5 | VACANT | 337.9376 | 338 | REMOVED BEDS (2)
1113711 | 5007 | OFFICE | Level 5 | Level 5 | VACANT | 75.6615 | 76
1113712 | 5010 |  | Level 5 | Level 5 | VACANT | 244.2663 | 244 | REMOVED BED
1113713 | 5011 | NURSE STATION | Level 5 | Level 5 | VACANT | 96.1116 | 96
1113714 | 5012 |  | Level 5 | Level 5 | VACANT | 237.1664 | 237 | REMOVED BED
1113715 | 5014 |  | Level 5 | Level 5 | VACANT | 230.4902 | 230 | REMOVED BED
1113716 | 5015 | CASE MGMT | Level 5 | Level 5 | VACANT | 59.6688 | 60
1113717 | 5016 |  | Level 5 | Level 5 | VACANT | 223.1698 | 223 | REMOVED BED
1113718 | 5018 |  | Level 5 | Level 5 | VACANT | 149.6492 | 150 | REMOVED BED
1113719 | 5020 |  | Level 5 | Level 5 | VACANT | 134.7692 | 135 | REMOVED BED
1113720 | 5021 | NURSE STATION | Level 5 | Level 5 | VACANT | 351.0469 | 351
1113879 | 5021A | NURSE STATION | Level 5 | Level 5 | VACANT | 11.4488 | 11
1113721 | 5022 |  | Level 5 | Level 5 | VACANT | 128.3858 | 128 | REMOVED BED
1113722 | 5023 | STORAGE - EQUIP | Level 5 | Level 5 | VACANT | 115.605 | 117
1113723 | 5024 |  | Level 5 | Level 5 | VACANT | 174.2953 | 174 | REMOVED BED
1113724 | 5025 | CLEAN UTILITY | Level 5 | Level 5 | VACANT | 108.3976 | 108 | [5 empty] | YES
1113725 | 5026 |  | Level 5 | Level 5 | VACANT | 145.1753 | 145 | REMOVED BED
1113726 | 5027 | LOUNGE | Level 5 | Level 5 | VACANT | 204.5569 | 205
1113880 | 5027A | LOCKERS | Level 5 | Level 5 | VACANT | 75.7362 | 76
1113727 | 5028 |  | Level 5 | Level 5 | VACANT | 133.2023 | 133 | REMOVED BED
1113728 | 5029 | CORRIDOR | Level 5 | Level 5 | VACANT | 756.5768 | 756
1113729 | 5030 |  | Level 5 | Level 5 | VACANT | 140.6691 | 141 | REMOVED BED
1113730 | 5032 |  | Level 5 | Level 5 | VACANT | 152.853 | 153 | REMOVED BED
1113732 | 5034 |  | Level 5 | Level 5 | VACANT | 245.1525 | 245 | REMOVED BED
1113733 | 5035 | OFFICE - HEAD NURSE | Level 5 | Level 5 | VACANT | 60.6606 | 61
1113881 | 5036 A/B/C/D |  | Level 5 | Level 5 | VACANT | 592.337 | 592 | REMOVED BEDS (4)
1113734 | 5037 | STORAGE | Level 5 | Level 5 | VACANT | 5.5625 | 6
1113735 | 5044 |  | Level 5 | Level 5 | VACANT | 344.9076 | 345 | REMOVED BED
1113736 | 5045 | PANTRY | Level 5 | Level 5 | VACANT | 123.7205 | 124
1113882 | 5046 A/B/C |  | Level 5 | Level 5 | VACANT | 431.635 | 431 | REMOVED BEDS (3)
1113737 | 5049 | CLEAN UTILITY | Level 5 | Level 5 | VACANT | 130.8399 | 131 | [5 empty] | YES
1113738 | 5051 | EQUIP - USED | Level 5 | Level 5 | VACANT | 84.2876 | 84 | [5 empty] | NO
1113883 | 5052 A/B/C |  | Level 5 | Level 5 | VACANT | 457.1897 | 457 | REMOVED BEDS (3)
1113739 | 5053 | LINEN | Level 5 | Level 5 | VACANT | 14.5873 | 15
1113740 | 5055 | CONFERENCE | Level 5 | Level 5 | VACANT | 83.3763 | 83
1113741 | 5057 | SHOWER | Level 5 | Level 5 | VACANT | 76.1464 | 76
1113742 | 5058 |  | Level 5 | Level 5 | VACANT | 247.7693 | 248 | REMOVED BED
1113743 | 5059 | LOCKERS | Level 5 | Level 5 | VACANT | 119.2769 | 120
1113792 | 5199 | OFFICE | Level 5 | Level 5 | VACANT | 123.012 | 123
1113896 | 5200A | STORAGE | Level 5 | Level 5 | VACANT | 17.4267 | 17
1113793 | 5201 | CONFERENCE | Level 5 | Level 5 | VACANT | 190.0898 | 190
1113897 | 5201A | LINEN | Level 5 | Level 5 | VACANT | 18.7199 | 19
1113898 | 5202 A/B |  | Level 5 | Level 5 | VACANT | 274.5374 | 275 | REMOVED BEDS (2)
1113794 | 5203 | TOILET - STAFF | Level 5 | Level 5 | VACANT | 37.7223 | 38
1113899 | 5206 A/B |  | Level 5 | Level 5 | VACANT | 246.148 | 246 | REMOVED BEDS (2)
1113795 | 5209 | RECEPTION | Level 5 | Level 5 | VACANT | 102.2871 | 102
1113900 | 5210 A/B |  | Level 5 | Level 5 | VACANT | 261.1948 | 261 | REMOVED BEDS (2)
1113796 | 5211 | NURSE STATION | Level 5 | Level 5 | VACANT | 127.1788 | 127
1113901 | 5214 A/B |  | Level 5 | Level 5 | VACANT | 246.148 | 246 | REMOVED BEDS (2)
1113902 | 5218 A/B |  | Level 5 | Level 5 | VACANT | 261.1948 | 261 | REMOVED BEDS (2)
1113797 | 5219 | CLEAN UTILITY | Level 5 | Level 5 | VACANT | 160.9595 | 161 | [5 empty] | YES
1113903 | 5222 A/B |  | Level 5 | Level 5 | VACANT | 246.148 | 246 | REMOVED BEDS (2) | PCP
1113904 | 5226 A/B |  | Level 5 | Level 5 | VACANT | 261.1948 | 261 | REMOVED BEDS (2)
1113798 | 5229 | STORAGE - RESPIRATORY | Level 5 | Level 5 | VACANT | 67.0756 | 67 | [5 empty] | NO
1113905 | 5230 A/B |  | Level 5 | Level 5 | VACANT | 246.148 | 246 | REMOVED BEDS (2)
1113799 | 5231 | SHOWER | Level 5 | Level 5 | VACANT | 24.2588 | 24
1113906 | 5234 A/B |  | Level 5 | Level 5 | VACANT | 261.1948 | 261 | REMOVED BEDS (2)
1113907 | 5238 A/B |  | Level 5 | Level 5 | VACANT | 243.4356 | 243 | REMOVED BEDS (2)
1113800 | 5239 | TOILET - STAFF | Level 5 | Level 5 | VACANT | 20.2928 | 20
1113801 | 5242 |  | Level 5 | Level 5 | VACANT | 229.9137 | 230 | REMOVED BED
1113802 | 5244 |  | Level 5 | Level 5 | VACANT | 232.8049 | 233 | REMOVED BED
1113908 | 5246 A/B |  | Level 5 | Level 5 | VACANT | 396.5569 | 397 | REMOVED BEDS (4)
1113803 | 5249 | TOILET | Level 5 | Level 5 | VACANT | 18.3654 | 18
1113909 | 5254 A/B |  | Level 5 | Level 5 | VACANT | 246.6929 | 247 | REMOVED BEDS (2)
1113910 | 5258 A/B |  | Level 5 | Level 5 | VACANT | 252.602 | 253 | REMOVED BEDS (2)
1113804 | 5259 | STORAGE | Level 5 | Level 5 | VACANT | 54.3885 | 54
1113805 | 5261 | SHOWER | Level 5 | Level 5 | VACANT | 24.4994 | 24
1113911 | 5261A | STORAGE | Level 5 | Level 5 | VACANT | 13.8246 | 14
1113912 | 5262 A/B |  | Level 5 | Level 5 | VACANT | 237.5551 | 238 | REMOVED BEDS (2)
1113806 | 5263 | SOILED UTILITY | Level 5 | Level 5 | VACANT | 123.113 | 123 |  |  |  |  | REMOVED 2005 OR EARLIER | YES
1113913 | 5266 A/B |  | Level 5 | Level 5 | VACANT | 252.602 | 253 | REMOVED BEDS (2)
1113914 | 5270 A/B |  | Level 5 | Level 5 | VACANT | 237.5551 | 238 | REMOVED BEDS (2)
1113807 | 5274 |  | Level 5 | Level 5 | VACANT | 252.602 | 253 | REMOVED BED
1113808 | 5278 |  | Level 5 | Level 5 | VACANT | 237.5551 | 238 | REMOVED BED
1113809 | 5279 | OFFICE | Level 5 | Level 5 | VACANT | 90.026 | 90
1113810 | 5281 | OFFICE | Level 5 | Level 5 | VACANT | 113.4208 | 113
1113811 | 5282 |  | Level 5 | Level 5 | VACANT | 246.7805 | 247 | REMOVED BED
1113812 | 5284 |  | Level 5 | Level 5 | VACANT | 260.9833 | 261 | REMOVED BED
1113814 | 5289 | WAITING | Level 5 | Level 5 | VACANT | 110.6419 | 111
1113819 | 5307 | OFFICE | Level 5 | Level 5 | VACANT | 102.5738 | 103 |  |  |  |  | REMOVED 2005 OR EARLIER
448022 | C303 | CORRIDOR | Level 3 | Level 3 | VACANT | 2168.1605
1113655 | C408 | CORRIDOR | Level 4 | Level 4 | VACANT | 2283.3603 | 2283
1113921 | C509 | CORRIDOR | Level 5 | Level 5 | VACANT | 2470.6373 | 2470

## Comprehensive Area Report
Room Number | Room Name | Level | Cost Center | Area (SF)
2003 | TRASH CHUTE | Level 2 | 28460 | 21.0931
2005 | STORAGE - EQPMT | Level 2 | 26173 | 114.6021
2007 | STORAGE | Level 2 | 28450 | 28.4369
2009 | MECH / STORAGE | Level 2 | 28450 | 7430.3748
2015 | LOCKERS - ENGINEERING | Level 2 | 28450 | 582.8098
2101 | MECH | Level 2 | 28450 | 153.0525
2115 | DICTATION | Level 2 | 27420 | 292.8423
3001 |  | Level 3 | 27420 | 165.8122
3005 | TOILET - STAFF | Level 3 | VACANT | 37.1587
3007 | STORAGE | Level 3 | VACANT | 63.4874
3009 | PHARMACY | Level 3 | VACANT | 146.7295
3010 |  | Level 3 | VACANT | 213.126
3012 |  | Level 3 | VACANT | 254.408
3013 | NURSE SUPPORT | Level 3 | VACANT | 16.6343
3014 |  | Level 3 | VACANT | 228.5786
3015 | TELEMETRY | Level 3 | VACANT | 39.6643
3016 |  | Level 3 | VACANT | 235.0922
3018 |  | Level 3 | VACANT | 227.7531
3020 |  | Level 3 | VACANT | 244.5773
3022 |  | Level 3 | VACANT | 228.8497
4001 | OFFICE - PCC | Level 4 | VACANT | 145.9499
4003 | LINEN | Level 4 | VACANT | 17.034
4005 | TOILET - STAFF | Level 4 | VACANT | 33.4028
4007 | OFFICE | Level 4 | VACANT | 62.1755
4009 | SOILED UTILITY | Level 4 | VACANT | 103.262
4010 |  | Level 4 | VACANT | 241.8351
4011 | MEDICATION | Level 4 | VACANT | 98.1216
4012 |  | Level 4 | VACANT | 232.9101
4013 | MEDICATION | Level 4 | VACANT | 119.9216
4014 |  | Level 4 | VACANT | 228.9103
4015 | NURSE STATION | Level 4 | VACANT | 120.3031
4016 |  | Level 4 | VACANT | 228.9103
4017 | CASE MGMT | Level 4 | VACANT | 62.4719
4018 |  | Level 4 | VACANT | 228.0765
4020 |  | Level 4 | VACANT | 244.9336
4021 | STORAGE | Level 4 | 28460 | 17.7207
4022 |  | Level 4 | VACANT | 224.6293
4023 | LINEN | Level 4 | VACANT | 35.3223
4024 |  | Level 4 | VACANT | 250.7064
4025 | STORAGE | Level 4 | VACANT | 19.1357
4026 |  | Level 4 | VACANT | 249.1162
4028 |  | Level 4 | VACANT | 216.8076
4030 |  | Level 4 | VACANT | 212.0418
4032 |  | Level 4 | VACANT | 268.774
4033 | JANITOR | Level 4 | 28460 | 59.1985
4041 | DICTATION | Level 4 | VACANT | 41.1216
4050 |  | Level 4 | VACANT | 409.4097
4057 | LINEN | Level 4 | VACANT | 17.034
4061 | CONFERENCE | Level 4 | VACANT | 81.0945
4063 | SHOWER | Level 4 | VACANT | 92.5459
4064 |  | Level 4 | VACANT | 254.6501
4065 | MECH / STORAGE | Level 4 | 28450 | 94.8288
4067 | TRASH CHUTE | Level 4 | 28460 | 12.5853
4069 | STORAGE | Level 4 | 28460 | 17.8541
4070 | STORAGE | Level 4 | 28460 | 21.9722
4071 | JANITOR | Level 4 | 28460 | 65.7759
4072 | STORAGE | Level 4 | VACANT | 26.5675
4073 | STORAGE | Level 4 | 88400 | 86.1958
4106 | CORRIDOR | Level 4 | 26010 | 610.3229
4107 | TOILET - STAFF | Level 4 | 26010 | 48.5742
4108 | ICU 3 | Level 4 | 26010 | 217.9551
4109 | PANTRY | Level 4 | 26010 | 121.299
4110 | 1 BED | Level 4 | 26010 | 293.465
4111 | LAB - ABG | Level 4 | 26010 | 109.4677
4112 | 1 BED | Level 4 | 26010 | 261.2004
4113 | CONFERENCE | Level 4 | 26010 | 107.3602
4114 | 1 BED | Level 4 | 26010 | 255.8825
4115 | LOCKERS | Level 4 | 26010 | 98.3005
4116 | 1 BED | Level 4 | 26010 | 255.0705
4117 | MEDICATION | Level 4 | 26010 | 98.842
4118 | 1 BED | Level 4 | 26010 | 261.5094
4119 | SOILED UTILITY | Level 4 | 26010 | 95.8952
4120 | 1 BED | Level 4 | 26010 | 292.1036
4121 | INTENSIVIST | Level 4 | 26010 | 180.9507
4123 | OFFICE | Level 4 | 26010 | 154.9683
4125 | OFFICE | Level 4 | 26010 | 122.5317
4130 | 1 BED - ISOL | Level 4 | 26010 | 236.4904
4131 | SHOWER | Level 4 | 26010 | 51.9119
4132 | 1 BED | Level 4 | 26010 | 208.9148
4133 | JANITOR | Level 4 | 28460 | 47.6948
4134 | 1 BED | Level 4 | 26010 | 209.1314
4135 | CLEAN UTILITY | Level 4 | 26010 | 117.1363
4136 | 1 BED | Level 4 | 26010 | 209.1314
4137 | CONFERENCE | Level 4 | 26010 | 142.7311
4138 | 1 BED | Level 4 | 26010 | 209.0111
4139 | PANTRY | Level 4 | 26010 | 84.7872
4140 | 1 BED | Level 4 | 26010 | 209.0051
4141 | SOILED UTILITY | Level 4 | 26010 | 111.0071
4142 | 1 BED | Level 4 | 26010 | 208.8584
4143 | LOCKERS | Level 4 | 26010 | 83.8907
4144 | 1 BED | Level 4 | 26010 | 209.0129
4145 | TOILET - STAFF | Level 4 | 26010 | 25.7833
4146 | 1 BED | Level 4 | 26010 | 209.0129
4147 | CLEAN UTILITY | Level 4 | 26010 | 125.4402
4148 | 1 BED | Level 4 | 26010 | 209.0129
4150 | 1 BED | Level 4 | 26010 | 208.9089
4151 | SHOWER | Level 4 | 26010 | 37.3893
4152 | 1 BED | Level 4 | 26010 | 219.5807
8709 | EQUIPMENT STORAGE | Level 8 | 26152 | 434.0459
8710 | PATIENT ROOM | Level 8 | 26152 | 284.7963
8711 | PATIENT ROOM | Level 8 | 26152 | 291.0128
8712 | PATIENT ROOM | Level 8 | 26152 | 280.1143
8713 | PATIENT ROOM | Level 8 | 26152 | 295.6419
8714 | JANITOR | Level 8 | 28460 | 43.7725
8715 | ACCESSIBLE PATIENT TOILET | Level 8 | 26152 | 73.1838
8716 | MULTIPURPOSE ROOM | Level 8 | 26152 | 123.054
8717 | PATIENT ROOM | Level 8 | 26152 | 284.7941
8718 | ACCESSIBLE PATIENT ROOM | Level 8 | 26152 | 382.9761
8719 | MEDS | Level 8 | 26152 | 143.7518
8720 | SOILED UTILITY | Level 8 | 26152 | 151.5213
8721 | PATIENT ROOM | Level 8 | 26152 | 281.9515
8722 | PATIENT ROOM | Level 8 | 26152 | 292.2489
8723 | EQUIPMENT STORAGE | Level 8 | 26152 | 111.2988
8724 | OFFICE - SHARED | Level 8 | 26152 | 100.6693
8725 | PATIENT ROOM | Level 8 | 26152 | 293.2113
8726 | LINEN ALCOVE | Level 8 | 26152 | 25.206
8727 | ACCESSIBLE ISOLATION ROOM | Level 8 | 26152 | 289.5835
8728 | ANTE ROOM | Level 8 | 26152 | 102.2884
8729 | ACCESSIBLE ISOLATION ROOM | Level 8 | 26152 | 288.2853
8734 | EQUIPMENT STORAGE | Level 8 | 26152 | 107.2563
8735 | STAFF LOUNGE | Level 8 | 26152 | 204.287
8736 | PATIENT ROOM | Level 8 | 26152 | 284.6633
8737 | PATIENT ROOM | Level 8 | 26152 | 292.5274
8738 | PATIENT ROOM | Level 8 | 26152 | 292.7222
8739 | PATIENT ROOM | Level 8 | 26152 | 283.4341
8741 | PATIENT ROOM | Level 8 | 26152 | 290.7716
8743 | PATIENT ROOM | Level 8 | 26152 | 317.1734
8744 | OFFICE - SHARED | Level 8 | 26152 | 126.6611
8745 | PATIENT ROOM | Level 8 | 26152 | 316.1701
8746 | PATIENT ROOM | Level 8 | 26152 | 316.2157
8747 | PATIENT ROOM | Level 8 | 26152 | 325.9365
8748 | PATIENT ROOM | Level 8 | 26152 | 311.0353
8749 | CLEAN UTILITY | Level 8 | 26152 | 150.48
8750 | PATIENT ROOM | Level 8 | 26152 | 323.8631
8751 | PATIENT ROOM | Level 8 | 26152 | 324.614
8752 | NURSE STATION | Level 8 | 26152 | 459.8753
8755 | PATIENT ROOM | Level 8 | 26152 | 312.1708
8756 | PATIENT ROOM | Level 8 | 26152 | 296.5205
8757 | PATIENT ROOM | Level 8 | 26152 | 308.5703
8758 | OFFICE - MGR | Level 8 | 26152 | 81.7728
8759 | PATIENT ROOM | Level 8 | 26152 | 296.5659
8760 | IT | Level 8 | 38480 | 208.9656
8761 | ELEC | Level 8 | 28450 | 246.6358
8762 | NOURISHMENT | Level 8 | 26152 | 142.6168
8763 | PATIENT ROOM | Level 8 | 26152 | 309.8678
8764 | PATIENT ROOM | Level 8 | 26152 | 301.588
8765 | ACCESSIBLE PATIENT ROOM | Level 8 | 26152 | 344.4147
8766 | WAITING | Level 8 | 26152 | 440.0548
8780 | PHYSICIAN WORK | Level 8 | 26152 | 120.6838
5001 | OFFICE - PCC | Level 5 | VACANT | 139.7695
5003 | LINEN | Level 5 | VACANT | 14.5873
5005 | TUB ROOM | Level 5 | VACANT | 48.1798
5007 | OFFICE | Level 5 | VACANT | 75.6615
5010 |  | Level 5 | VACANT | 244.2663
5011 | NURSE STATION | Level 5 | VACANT | 96.1116
5012 |  | Level 5 | VACANT | 237.1664
5014 |  | Level 5 | VACANT | 230.4902
5015 | CASE MGMT | Level 5 | VACANT | 59.6688
5016 |  | Level 5 | VACANT | 223.1698
5018 |  | Level 5 | VACANT | 149.6492
5020 |  | Level 5 | VACANT | 134.7692
5021 | NURSE STATION | Level 5 | VACANT | 351.0469
5022 |  | Level 5 | VACANT | 128.3858
5023 | STORAGE - EQUIP | Level 5 | VACANT | 115.605
5024 |  | Level 5 | VACANT | 174.2953
5025 | CLEAN UTILITY | Level 5 | VACANT | 108.3976
5026 |  | Level 5 | VACANT | 145.1753
5027 | LOUNGE | Level 5 | VACANT | 204.5569
5028 |  | Level 5 | VACANT | 133.2023
5029 | CORRIDOR | Level 5 | VACANT | 756.5768
5030 |  | Level 5 | VACANT | 140.6691
5032 |  | Level 5 | VACANT | 152.853
5033 | JANITOR | Level 5 | 28460 | 36.6613
5034 |  | Level 5 | VACANT | 245.1525
5035 | OFFICE - HEAD NURSE | Level 5 | VACANT | 60.6606
5037 | STORAGE | Level 5 | VACANT | 5.5625
5044 |  | Level 5 | VACANT | 344.9076
5045 | PANTRY | Level 5 | VACANT | 123.7205
5049 | CLEAN UTILITY | Level 5 | VACANT | 130.8399
5051 | EQUIP - USED | Level 5 | VACANT | 84.2876
5053 | LINEN | Level 5 | VACANT | 14.5873
5055 | CONFERENCE | Level 5 | VACANT | 83.3763
5057 | SHOWER | Level 5 | VACANT | 76.1464
5058 |  | Level 5 | VACANT | 247.7693
5059 | LOCKERS | Level 5 | VACANT | 119.2769
5061 | JANITOR | Level 5 | 28460 | 13.5789
5063 | TRASH CHUTE | Level 5 | 28460 | 18.7441
5065 | JANITOR | Level 5 | 28460 | 69.2479
5067 | STORAGE | Level 5 | 88400 | 84.6545
5101 | ELEC | Level 5 | 28450 | 138.7749
5103 | MECH | Level 5 | 28450 | 358.7008
5105 | CONFERENCE | Level 5 | 26177 | 233.3273
5107 | NURSE STATION | Level 5 | 26177 | 139.9402
5109 | CASE MGMT | Level 5 | 28756 | 92.8161
5110 | 1 BED | Level 5 | 26177 | 235.6147
5111 | MEDICATION | Level 5 | 26177 | 154.7055
5112 | 1 BED | Level 5 | 26177 | 236.0868
5113 | OFFICE - PCC | Level 5 | 26177 | 118.254
5114 | 1 BED | Level 5 | 26177 | 229.5638
5115 | TUB ROOM | Level 5 | 26177 | 118.8717
5116 | 1 BED | Level 5 | 26177 | 229.8013
9709 | EQUIPMENT STORAGE | Level 9 | 26154 | 436.9222
9710 | PATIENT ROOM | Level 9 | 26154 | 284.9963
9711 | PATIENT ROOM | Level 9 | 26154 | 291.1163
9712 | PATIENT ROOM | Level 9 | 26154 | 280.2163
9713 | PATIENT ROOM | Level 9 | 26154 | 295.7458
9714 | JANITOR | Level 9 | 28460 | 43.7736
9715 | TUB ROOM | Level 9 | 26154 | 107.5604
9716 | STORAGE | Level 9 | 26154 | 99.5526
9717 | PATIENT ROOM | Level 9 | 26154 | 284.8141
9718 | ACCESSIBLE PATIENT ROOM | Level 9 | 26154 | 383.1166
9719 | CLEAN UTILITY | Level 9 | 26154 | 143.9295
9720 | SOILED UTILITY | Level 9 | 26154 | 151.5213
9721 | PATIENT ROOM | Level 9 | 26154 | 282.2729
9722 | PATIENT ROOM | Level 9 | 26154 | 291.8582
9723 | EQUIPMENT STORAGE | Level 9 | 26154 | 111.1939
9724 | OFFICE - SHARED | Level 9 | 26154 | 100.671
9725 | PATIENT ROOM | Level 9 | 26154 | 293.2672
9726 | LINEN ALCOVE | Level 9 | 26154 | 25.2355
9727 | ACCESSIBLE ISOLATION ROOM | Level 9 | 26154 | 289.5835
9728 | ANTE ROOM | Level 9 | 26154 | 102.2884
9729 | ACCESSIBLE ISOLATION ROOM | Level 9 | 26154 | 288.233
9734 | EQUIPMENT STORAGE | Level 9 | 26154 | 104.3979
9735 | STAFF LOUNGE | Level 9 | 26154 | 204.287
9736 | PATIENT ROOM | Level 9 | 26154 | 284.6816
9737 | PATIENT ROOM | Level 9 | 26154 | 292.5092
9738 | PATIENT ROOM | Level 9 | 26154 | 292.7405
9739 | PATIENT ROOM | Level 9 | 26154 | 283.3933
9741 | PATIENT ROOM | Level 9 | 26154 | 290.7741
9743 | PATIENT ROOM | Level 9 | 26154 | 317.1048
9744 | OFFICE - SHARED | Level 9 | 26154 | 126.6435
9745 | PATIENT ROOM | Level 9 | 26154 | 316.0893
9746 | PATIENT ROOM | Level 9 | 26154 | 316.2331
9747 | PATIENT ROOM | Level 9 | 26154 | 326.0889
9748 | PATIENT ROOM | Level 9 | 26154 | 311.1957
9749 | NOURISHMENT | Level 9 | 26154 | 150.48
9750 | PATIENT ROOM | Level 9 | 26154 | 324.2337
9751 | PATIENT ROOM | Level 9 | 26154 | 324.6725
9752 | NURSE STATION | Level 9 | 26154 | 460.768
9755 | PATIENT ROOM | Level 9 | 26154 | 312.3474
9756 | PATIENT ROOM | Level 9 | 26154 | 296.6927
9757 | PATIENT ROOM | Level 9 | 26154 | 308.5699
9758 | OFFICE - MGR | Level 9 | 26154 | 81.7721
9759 | PATIENT ROOM | Level 9 | 26154 | 296.6059
9760 | IT | Level 9 | 38480 | 209.0001
9761 | ELEC | Level 9 | 28450 | 246.6358
9762 | NOURISHMENT | Level 9 | 26154 | 142.6782
9763 | PATIENT ROOM | Level 9 | 26154 | 309.8238
9764 | PATIENT ROOM | Level 9 | 26154 | 301.5115
9765 | ACCESSIBLE PATIENT ROOM | Level 9 | 26154 | 344.4663
9766 | WAITING | Level 9 | 26154 | 439.5232
9780 | PHYSICIAN WORK | Level 9 | 26154 | 120.679
7709 | EQUIPMENT STORAGE | Level 7 | 26163 | 434.0459
7710 | PATIENT ROOM | Level 7 | 26163 | 284.8265
7711 | PATIENT ROOM | Level 7 | 26163 | 291.1163
7712 | PATIENT ROOM | Level 7 | 26163 | 280.044
7713 | PATIENT ROOM | Level 7 | 26163 | 296.3409
7714 | JANITOR | Level 7 | 28460 | 43.7736
7715 | ACCESSIBLE PATIENT TOILET | Level 7 | 26163 | 73.1819
7716 | MULTIPURPOSE ROOM | Level 7 | 26163 | 123.0264
7717 | PATIENT ROOM | Level 7 | 26163 | 284.798
7718 | ACCESSIBLE PATIENT ROOM | Level 7 | 26163 | 383.0839
7719 | MEDS | Level 7 | 26163 | 143.7575
7720 | SOILED UTILITY | Level 7 | 26163 | 151.5213
7721 | PATIENT ROOM | Level 7 | 26163 | 281.8067
7722 | PATIENT ROOM | Level 7 | 26163 | 292.2374
7723 | EQUIPMENT STORAGE | Level 7 | 26163 | 111.2783
7724 | OFFICE - SHARED | Level 7 | 26163 | 100.701
7725 | PATIENT ROOM | Level 7 | 26163 | 293.2113
7726 | LINEN ALCOVE | Level 7 | 26163 | 25.2059
7727 | ACCESSIBLE ISOLATION ROOM | Level 7 | 26163 | 289.5835
7728 | ANTE ROOM | Level 7 | 26163 | 102.2884
7729 | ACCESSIBLE ISOLATION ROOM | Level 7 | 26163 | 288.3158
7734 | EQUIPMENT STORAGE | Level 7 | 26163 | 104.3979
7735 | STAFF LOUNGE | Level 7 | 26163 | 204.287
7736 | PATIENT ROOM | Level 7 | 26163 | 284.6633
7737 | PATIENT ROOM | Level 7 | 26163 | 292.5274
7738 | PATIENT ROOM | Level 7 | 26163 | 292.7222
7739 | PATIENT ROOM | Level 7 | 26163 | 283.3933
7741 | PATIENT ROOM | Level 7 | 26163 | 290.7964
7743 | PATIENT ROOM | Level 7 | 26163 | 317.1733
7744 | OFFICE - SHARED | Level 7 | 26163 | 126.6364
7745 | PATIENT ROOM | Level 7 | 26163 | 316.4185
7746 | PATIENT ROOM | Level 7 | 26163 | 316.4378
7747 | PATIENT ROOM | Level 7 | 26163 | 325.9932
7748 | PATIENT ROOM | Level 7 | 26163 | 310.7134
7749 | CLEAN UTILITY | Level 7 | 26163 | 150.48
7750 | PATIENT ROOM | Level 7 | 26163 | 324.2673
7751 | PATIENT ROOM | Level 7 | 26163 | 324.8501
7752 | NURSE STATION | Level 7 | 26163 | 460.3597
7755 | PATIENT ROOM | Level 7 | 26163 | 312.3447
7756 | PATIENT ROOM | Level 7 | 26163 | 296.6855
7757 | PATIENT ROOM | Level 7 | 26163 | 308.57
7758 | OFFICE - MGR | Level 7 | 26163 | 81.7721
7759 | PATIENT ROOM | Level 7 | 26163 | 296.6076
7760 | IT | Level 7 | 38480 | 228.702
7761 | ELEC | Level 7 | 28450 | 246.6358
7762 | NOURISHMENT | Level 7 | 26163 | 142.6766
7763 | PATIENT ROOM | Level 7 | 26163 | 309.7579
7764 | PATIENT ROOM | Level 7 | 26163 | 301.5115
7765 | ACCESSIBLE PATIENT ROOM | Level 7 | 26163 | 344.331
7766 | WAITING | Level 7 | 26163 | 440.1276
7780 | PHYSICIAN WORK | Level 7 | 26163 | 120.6823
3023 | JANITOR | Level 3 | 28460 | 13.156
3024 |  | Level 3 | VACANT | 219.2264
3025 | STORAGE | Level 3 | VACANT | 35.3306
3026 |  | Level 3 | VACANT | 295.7493
3027 | STORAGE | Level 3 | VACANT | 20.7106
3028 |  | Level 3 | VACANT | 187.7694
3030 |  | Level 3 | VACANT | 226.3692
3032 |  | Level 3 | VACANT | 220.3823
3033 | STORAGE | Level 3 | VACANT | 34.6958
3034 |  | Level 3 | VACANT | 616.527
3037 | OFFICE | Level 3 | VACANT | 53.6489
3050 |  | Level 3 | VACANT | 305.5466
3055 | CLEAN UTILITY | Level 3 | VACANT | 100.5355
3057 | SOILED UTILITY | Level 3 | VACANT | 103.4123
3063 | SHOWER | Level 3 | VACANT | 64.148
3064 | NURSE LOUNGE | Level 3 | VACANT | 276.7134
3067 | STORAGE | Level 3 | VACANT | 38.5175
3069 | OFFICE | Level 3 | VACANT | 109.8006
3071 | JANITOR | Level 3 | 28460 | 16.8182
3073 | TRASH CHUTE | Level 3 | 28460 | 11.5949
3075 | JANITOR | Level 3 | 28460 | 80.8919
3077 | STORAGE | Level 3 | 88400 | 80.7342
3101 | ELEC | Level 3 | 28450 | 125.8017
3102 | PHARMACY - O R | Level 3 | 27710 | 109.1138
3103 | OFFICE | Level 3 | 27420 | 121.7777
3104 | CONTROL | Level 3 | 27420 | 190.5324
3105 | OFFICE | Level 3 | 27420 | 116.0406
3106 | SCHEDULING | Level 3 | 27420 | 125.0164
3107 | WORK ROOM - ANESTHESIA | Level 3 | 27420 | 513.1792
3109 | LOUNGE | Level 3 | 27420 | 190.0647
3113 | LAB - PATHOLOGY | Level 3 | 27520 | 375.3763
3116 | DECONTAMINATION | Level 3 | 27420 | 211.7665
3120 | O R 1 | Level 3 | 27420 | 512.3304
3122 | O R 2 | Level 3 | 27420 | 514.4218
3123 | STORAGE | Level 3 | 27420 | 233.6994
3124 | O R 3 | Level 3 | 27420 | 540.0283
3125 | FILM PROCESS | Level 3 | 27420 | 88.3382
3126 | O R 4 | Level 3 | 27420 | 525.8175
3127 | TOILET | Level 3 | 27420 | 69.875
3128 | O R 5 | Level 3 | 27420 | 486.0006
3129 | STORAGE | Level 3 | 27420 | 134.0177
3130 | O R 6 | Level 3 | 27420 | 609.7647
3131 | CONTROL | Level 3 | 27420 | 109.3075
3132 | O R 7 | Level 3 | 27420 | 556.8718
2121 | OFFICE - SURGERY | Level 2 | 27420 | 49.4831
2122 | OFFICE - SURGERY | Level 2 | 27420 | 57.3447
2123 | OFFICE - SURGERY | Level 2 | 27420 | 57.4225
2124 | OFFICE - SURGERY | Level 2 | 27420 | 41.5741
2125 | OFFICE - SURGERY | Level 2 | 27420 | 997.2854
2126 | OFFICE - SURGERY | Level 2 | 27420 | 211.8008
2127 | OFFICE - SURGERY | Level 2 | 27420 | 933.8654
2128 | OFFICE - SURGERY | Level 2 | 27420 | 57.554
2129 | OFFICE - SURGERY | Level 2 | 27420 | 57.3623
2130 | OFFICE - SURGERY | Level 2 | 27420 | 41.3329
2131 | OFFICE - SURGERY | Level 2 | 27420 | 43.0828
2132 | OFFICE - SURGERY | Level 2 | 27420 | 125.59
2135 | STORAGE - PHARMACY | Level 2 | 27710 | 123.2992
2155 | MECH | Level 2 | 28450 | 12084.8757
2185 | MECH | Level 2 | 28450 | 5055.1376
2191 | MECH | Level 2 | 27471 | 1560.7624
2192 | MECH | Level 2 | 27471 | 48.1474
2195 | STORAGE | Level 2 | 27471 | 96.8236
2197 | OFFICE | Level 2 | 38680 | 145.2664
2200 | LINEN | Level 2 | VACANT | 17.5004
2201 | CONFERENCE | Level 2 | VACANT | 191.4938
2203 | TOILET - STAFF | Level 2 | VACANT | 27.0005
2205 | LACTATION ROOM | Level 2 | VACANT | 117.4911
2209 | NURSE SUPPORT | Level 2 | VACANT | 100.9729
2211 | NURSE STATION | Level 2 | VACANT | 119.0443
2219 | SOILED UTILITY | Level 2 | VACANT | 159.5403
2227 | TUB / STORAGE | Level 2 | VACANT | 39.4044
2231 | SHOWER | Level 2 | VACANT | 21.6042
2241 | TOILET - STAFF | Level 2 | VACANT | 34.3896
2242 | DIETARY DISASTER STORAGE | Level 2 | 28340 | 207.7517
2244 | DIETARY DISASTER STORAGE | Level 2 | 28340 | 224.8586
2251 | SITZ BATH | Level 2 | VACANT | 17.992
2253 | SOILED UTILITY | Level 2 | VACANT | 62.7914
2255 | TUB / SHOWER | Level 2 | VACANT | 24.6231
2261 | SUPPLY | Level 2 | VACANT | 16.4964
2263 | CLEAN UTILITY | Level 2 | VACANT | 116.7077
2271 | LOUNGE | Level 2 | 27420 | 699.4652
2274 | MEDICAL STAFF ADMIN | Level 2 | 28710 | 123.5683
2275 | MEDICAL STAFF ADMIN | Level 2 | 28710 | 111.341
2277 | MEDICAL STAFF ADMIN | Level 2 | 28710 | 113.4326
2278 | MEDICAL STAFF ADMIN | Level 2 | 28710 | 145.1465
2279 | MEDICAL STAFF ADMIN | Level 2 | 28710 | 113.4326
2280 | MEDICAL STAFF ADMIN | Level 2 | 28710 | 113.8249
5118 | 1 BED | Level 5 | 26177 | 226.7604
5120 | 1 BED | Level 5 | 26177 | 229.7956
5122 | 1 BED | Level 5 | 26177 | 236.0868
5124 | 1 BED | Level 5 | 26177 | 432.0374
5125 | OFFICE - HEAD NURSE | Level 5 | 26177 | 95.4366
5126 | 1 BED | Level 5 | 26177 | 239.6726
5127 | SOILED UTILITY | Level 5 | 26177 | 94.0805
5128 | 1 BED | Level 5 | 26177 | 238.1477
5129 | SITZ BATH | Level 5 | 26177 | 34.3117
5130 | 1 BED | Level 5 | 26177 | 230.5678
5132 | 1 BED | Level 5 | 26177 | 235.871
5134 | 1 BED | Level 5 | 26177 | 230.5678
5135 | LOCKERS | Level 5 | 26177 | 278.1924
5136 | 1 BED | Level 5 | 26177 | 230.0229
5137 | SHOWER | Level 5 | 26177 | 50.2047
5138 | 1 BED | Level 5 | 26177 | 241.9786
5140 | 1 BED | Level 5 | 26177 | 232.5226
5141 | JANITOR | Level 5 | 28460 | 65.3772
5159 | STORAGE | Level 5 | 26177 | 150.3865
5160 | PT SATELLITE | Level 5 | 27777 | 413.0199
5165 | NOURISHMENT | Level 5 | 26177 | 103.5608
5167 | NURSE STATION | Level 5 | 26177 | 170.3217
5169 | MEDICATION | Level 5 | 26177 | 170.8715
5177 | TRACTION | Level 5 | 26177 | 138.1474
5181 | OFFICE - PHYS THERAPY | Level 5 | 27777 | 103.7036
5185 | STORAGE - PT | Level 5 | 27777 | 104.1807
5188 | 1 BED | Level 5 | 26177 | 292.124
5190 | 1 BED | Level 5 | 26177 | 239.8568
5192 | 1 BED | Level 5 | 26177 | 374.8972
5195 | STORAGE | Level 5 | 26177 | 191.6673
5196 | STORAGE | Level 5 | 26177 | 102.6264
5197 | MECH | Level 5 | 28450 | 97.2133
5199 | OFFICE | Level 5 | VACANT | 123.012
5201 | CONFERENCE | Level 5 | VACANT | 190.0898
5203 | TOILET - STAFF | Level 5 | VACANT | 37.7223
5209 | RECEPTION | Level 5 | VACANT | 102.2871
5211 | NURSE STATION | Level 5 | VACANT | 127.1788
5219 | CLEAN UTILITY | Level 5 | VACANT | 160.9595
5229 | STORAGE - RESPIRATORY | Level 5 | VACANT | 67.0756
5231 | SHOWER | Level 5 | VACANT | 24.2588
5239 | TOILET - STAFF | Level 5 | VACANT | 20.2928
5242 |  | Level 5 | VACANT | 229.9137
5244 |  | Level 5 | VACANT | 232.8049
5249 | TOILET | Level 5 | VACANT | 18.3654
5259 | STORAGE | Level 5 | VACANT | 54.3885
5261 | SHOWER | Level 5 | VACANT | 24.4994
5263 | SOILED UTILITY | Level 5 | VACANT | 123.113
5274 |  | Level 5 | VACANT | 252.602
5278 |  | Level 5 | VACANT | 237.5551
BCM G-01 | CORRIDOR | Level GL | COMMON | 2145.5654
6709 | CORRIDOR | Level 6 | 26180 | 434.0459 | 2434.2016
6710 | PATIENT ROOM | Level 6 | 26180 | 284.7163 | 513.5813
6711 | PATIENT ROOM | Level 6 | 26180 | 290.927 | 178.0367
6712 | PATIENT ROOM | Level 6 | 26180 | 280.1916 | 167.4677
6713 | PATIENT ROOM | Level 6 | 26180 | 295.7458 | 2076.3431
6714 | JANITOR | Level 6 | 28460 | 43.7736 | 448.8617
6715 | TUB ROOM | Level 6 | 26180 | 107.5604 | 1309.3965
6716 | STORAGE | Level 6 | 26180 | 87.3347 | 1437.7792
6717 | PATIENT ROOM | Level 6 | 26180 | 284.7867 | 329.3857
6718 | ACCESSIBLE PATIENT ROOM | Level 6 | 26180 | 383.0983 | 229.0936
6719 | MEDS | Level 6 | 26180 | 143.8023 | 2005.9606
6720 | SOILED UTILITY | Level 6 | 26180 | 151.5401 | 78.4613
6721 | PATIENT ROOM | Level 6 | 26180 | 281.9138 | 1728.0487
6722 | PATIENT ROOM | Level 6 | 26180 | 292.3118 | 73.1369
6723 | EQUIPMENT STORAGE | Level 6 | 26180 | 111.2275 | 1927.0663
6724 | OFFICE - SHARED | Level 6 | 26180 | 100.7391 | 100.3022
6725 | PATIENT ROOM | Level 6 | 26180 | 293.2672 | 1095.4599
6726 | LINEN ALCOVE | Level 6 | 26180 | 25.2355 | 255.0285
6727 | ACCESSIBLE ISOLATION ROOM | Level 6 | 26180 | 289.5906 | 585.6977
6728 | ANTE ROOM | Level 6 | 26180 | 102.2884
6729 | ACCESSIBLE ISOLATION ROOM | Level 6 | 26180 | 288.3152
6734 | EQUIPMENT STORAGE | Level 6 | 26180 | 107.2563
6735 | STAFF LOUNGE | Level 6 | 26180 | 204.287
6736 | PATIENT ROOM | Level 6 | 26180 | 284.6633
6737 | PATIENT ROOM | Level 6 | 26180 | 292.5274
6738 | PATIENT ROOM | Level 6 | 26180 | 292.7405
6739 | PATIENT ROOM | Level 6 | 26180 | 283.3644
6741 | PATIENT ROOM | Level 6 | 26180 | 290.7233
6743 | PATIENT ROOM | Level 6 | 26180 | 317.1723
6744 | OFFICE - SHARED | Level 6 | 26180 | 126.7078
6745 | PATIENT ROOM | Level 6 | 26180 | 316.2179
6746 | PATIENT ROOM | Level 6 | 26180 | 316.1933
6747 | PATIENT ROOM | Level 6 | 26180 | 326.2364
6748 | PATIENT ROOM | Level 6 | 26180 | 311.3022
6749 | CLEAN UTILITY | Level 6 | 26180 | 150.5026
6750 | PATIENT ROOM | Level 6 | 26180 | 324.099
6751 | PATIENT ROOM | Level 6 | 26180 | 324.5825
6752 | NURSE STATION | Level 6 | 26180 | 460.9147
6755 | PATIENT ROOM | Level 6 | 26180 | 312.1708
6756 | PATIENT ROOM | Level 6 | 26180 | 296.5111
6757 | PATIENT ROOM | Level 6 | 26180 | 308.57
6758 | OFFICE - MGR | Level 6 | 26180 | 81.7894
6759 | PATIENT ROOM | Level 6 | 26180 | 296.6076
6760 | IT | Level 6 | 38480 | 228.702
6761 | ELEC | Level 6 | 28450 | 246.6358
6762 | NOURISHMENT | Level 6 | 26180 | 142.6835
6763 | PATIENT ROOM | Level 6 | 26180 | 309.8265
6764 | PATIENT ROOM | Level 6 | 26180 | 301.5115
6765 | ACCESSIBLE PATIENT ROOM | Level 6 | 26180 | 344.3428
6766 | WAITING | Level 6 | 26180 | 439.4631
6780 | PHYSICIAN WORK | Level 6 | 26180 | 120.7226
4153 | STORAGE | Level 4 | 27720 | 57.8854
4154 | ICU 4 | Level 4 | 26010 | 224.2222
4155 | ICU 5 | Level 4 | 26010 | 228.4316
4156 | CORRIDOR | Level 4 | 26010 | 1324.4966
4160 | 1 BED | Level 4 | 26010 | 266.1689
4161 | CONFERENCE / WORK | Level 4 | 26010 | 149.1593
4162 | 1 BED | Level 4 | 26010 | 207.8742
4163 | CLEAN UTILITY | Level 4 | 26010 | 102.7735
4164 | 1 BED | Level 4 | 26010 | 211.9418
4165 | WAITING | Level 4 | 26010 | 828.7271
4166 | 1 BED | Level 4 | 26010 | 211.9418
4167 | SOILED UTILITY | Level 4 | 26010 | 88.7118
4168 | 1 BED | Level 4 | 26010 | 212.1268
4169 | MEDICATION | Level 4 | 26010 | 77.2143
4170 | 1 BED | Level 4 | 26010 | 211.7567
4171 | JANITOR | Level 4 | 28460 | 75.9097
4172 | 1 BED | Level 4 | 26010 | 212.0789
4173 | PANTRY | Level 4 | 26010 | 84.4759
4174 | 1 BED | Level 4 | 26010 | 183.1947
4175 | OFFICE | Level 4 | 27710 | 108.8977
4176 | 1 BED | Level 4 | 26010 | 237.9765
4177 | CLEAN UTILITY | Level 4 | 26010 | 125.4557
4178 | 1 BED | Level 4 | 26010 | 245.7488
4179 | OFFICE | Level 4 | 28711 | 105.7336
4180 | 1 BED | Level 4 | 26010 | 245.597
4181 | LOUNGE | Level 4 | 26010 | 105.2384
4182 | 1 BED - ISOL | Level 4 | 26010 | 278.8721
4183 | QUIET ROOM | Level 4 | 26010 | 89.4428
4184 | ICU 1 | Level 4 | 26010 | 219.9932
4185 | EQUIP | Level 4 | 26010 | 90.211
4186 | ICU 2 | Level 4 | 26010 | 238.203
4187 | STORAGE | Level 4 | 26010 | 131.4989
4189 | MECH | Level 4 | 28450 | 98.3012
4190 | CORRIDOR | Level 4 | 26010 | 1243.9639
4191 | OFFICE | Level 4 | VACANT | 138.2569
4193 | STORAGE | Level 4 | 26010 | 64.8445
4201 | CONFERENCE - STAFF | Level 4 | 26185 | 177.9923
4203 | TOILET - STAFF | Level 4 | 26185 | 32.9171
10709 | EQUIPMENT STORAGE | Level 10 | 26186 | 435.108
10710 | PATIENT ROOM | Level 10 | 26186 | 284.8265
10711 | PATIENT ROOM | Level 10 | 26186 | 291.1163
10712 | PATIENT ROOM | Level 10 | 26186 | 280.2163
10713 | PATIENT ROOM | Level 10 | 26186 | 296.516
10715 | ACCESSIBLE PATIENT TOILET | Level 10 | 26186 | 73.1819
10716 | MULTIPURPOSE ROOM | Level 10 | 26186 | 123.4743
10717 | PATIENT ROOM | Level 10 | 26186 | 284.6049
10718 | ACCESSIBLE PATIENT ROOM | Level 10 | 26186 | 382.838
10719 | MEDS | Level 10 | 26186 | 143.811
10720 | SOILED UTILITY | Level 10 | 26186 | 151.5401
10721 | PATIENT ROOM | Level 10 | 26186 | 281.8068
10722 | PATIENT ROOM | Level 10 | 26186 | 292.0398
10723 | EQUIPMENT STORAGE | Level 10 | 26186 | 111.3065
10724 | OFFICE - SHARED | Level 10 | 26186 | 100.7391
10725 | PATIENT ROOM | Level 10 | 26186 | 293.0941
10726 | LINEN ALCOVE | Level 10 | 26186 | 25.1883
10727 | ACCESSIBLE ISOLATION ROOM | Level 10 | 26186 | 289.5835
10728 | ANTE ROOM | Level 10 | 26186 | 102.2884
10729 | ACCESSIBLE ISOLATION ROOM | Level 10 | 26186 | 288.3158
10734 | EQUIPMENT STORAGE | Level 10 | 26186 | 106.2537
10735 | STAFF LOUNGE | Level 10 | 26186 | 205.2366
10735A | ACCESSIBLE STAFF TOILET | Level 10 | 26186 | 67.042
10736 | PATIENT ROOM | Level 10 | 26186 | 284.6633
10737 | PATIENT ROOM | Level 10 | 26186 | 292.5274
10738 | PATIENT ROOM | Level 10 | 26186 | 292.7222
10739 | PATIENT ROOM | Level 10 | 26186 | 283.4341
10741 | PATIENT ROOM | Level 10 | 26186 | 290.9606
10743 | PATIENT ROOM | Level 10 | 26186 | 317.3484
10744 | OFFICE - SHARED | Level 10 | 26186 | 126.6375
10745 | PATIENT ROOM | Level 10 | 26186 | 316.1764
10746 | PATIENT ROOM | Level 10 | 26186 | 316.4948
10747 | PATIENT ROOM | Level 10 | 26186 | 326.4916
10748 | PATIENT ROOM | Level 10 | 26186 | 311.0708
10749 | CLEAN UTILITY | Level 10 | 26186 | 150.5026
10750 | PATIENT ROOM | Level 10 | 26186 | 324.2398
10751 | PATIENT ROOM | Level 10 | 26186 | 324.5975
10752 | NURSE STATION | Level 10 | 26186 | 460.0457
10752A | TELEMETRY | Level 10 | 26186 | 58.018
10755 | PATIENT ROOM | Level 10 | 26186 | 312.1708
10756 | PATIENT ROOM | Level 10 | 26186 | 296.5116
10757 | PATIENT ROOM | Level 10 | 26186 | 308.5701
10758 | OFFICE - MGR | Level 10 | 26186 | 81.7722
10759 | PATIENT ROOM | Level 10 | 26186 | 296.6076
10762 | NOURISHMENT | Level 10 | 26186 | 142.6761
10763 | PATIENT ROOM | Level 10 | 26186 | 309.7579
10764 | PATIENT ROOM | Level 10 | 26186 | 301.5115
10765 | ACCESSIBLE PATIENT ROOM | Level 10 | 26186 | 344.4708
10766 | PHYSICAL THERAPY | Level 10 | 26186 | 439.5233
10781 | X-RAY ALCOVE | Level 10 | 26186 | 54.0513
4205 | OFFICE | Level 4 | 26185 | 124.5134
4209 | STAFF SUPPORT | Level 4 | 26185 | 101.9784
4211 | NURSE STATION | Level 4 | 26185 | 106.8026
4219 | CLEAN UTILITY | Level 4 | 26185 | 186.6078
4227 | SITZ BATH | Level 4 | 27720 | 42.863
4231 | SHOWER | Level 4 | 26185 | 30.347
4241 | TOILET - STAFF | Level 4 | 26185 | 31.9426
4242 | SUSPENDED BED | Level 4 | 26185 | 221.3478
4244 | SUSPENDED BED | Level 4 | 26185 | 215.544
4255 | TOILET | Level 4 | 26185 | 23.1559
4259 | LOCKERS | Level 4 | 26185 | 79.2393
4261 | TUB / LOCKERS | Level 4 | 26185 | 28.3177
4263 | SOILED UTILITY | Level 4 | 26185 | 117.503
4274 | SUSPENDED BED | Level 4 | 26185 | 245.6617
4275 | OFFICE | Level 4 | 28756 | 87.2808
4276 | SUSPENDED BED | Level 4 | 26185 | 241.4698
4278 | SUSPENDED BED | Level 4 | 26185 | 239.9795
4280 | SUSPENDED BED | Level 4 | 26185 | 234.1932
4289 | QUIET / WAITING | Level 4 | 26185 | 104.1109
4301 | PHARMACY | Level 4 | 27710 | 207.3223
4303 | OFFICE - PCC | Level 4 | 26185 | 75.5624
4305 | ELEC | Level 4 | 28450 | 103.1445
4307 | JANITOR | Level 4 | 28460 | 58.6083
4309 | DUMBWAITER | Level 4 | 28350 | 42.0531
4311 | LAB - GI | Level 4 | 27760 | 445.3833
4313 | GI TREATMENT 1 | Level 4 | 27760 | 225.4663
4317 | CLEAN UTILITY | Level 4 | 27760 | 179.8931
4321 | SCOPE PROCESSING | Level 4 | 27760 | 132.2633
4323 | TOILET - ADA | Level 4 | 27760 | 64.2295
4325 | GI TREATMENT 2 | Level 4 | 27760 | 227.9117
4329 | OFFICE | Level 4 | 27720 | 225.2121
4331 | GYM | Level 4 | 27777 | 375.9335
4333 | CONFERENCE | Level 4 | 27720 | 246.5146
4339 | STORAGE | Level 4 | 27720 | 51.4415
4341 | TREATMENT | Level 4 | 27777 | 367.6661
4343 | STORAGE | Level 4 | 27720 | 201.3523
4345 | STORAGE | Level 4 | 27720 | 186.9691
4350 | NURSE STATION | Level 4 | VACANT | 171.2241
4351 | SOILED UTILITY | Level 4 | VACANT | 62.7934
4353 | CLEAN UTILITY | Level 4 | VACANT | 78.4475
4355 | TECH WORK ROOM | Level 4 | VACANT | 212.4624
4357 | LOUNGE / LOCKERS / CONF | Level 4 | VACANT | 244.3686
4359 | REVERSE OSMOSIS EQUIP | Level 4 | VACANT | 55.7021
4361 | OFFICE - PCC | Level 4 | VACANT | 106.1141
4365 | JANITOR / TOILET | Level 4 | 28460 | 64.5095
4367 | LOCKERS | Level 4 | 27720 | 390.6544
4369 | TESTING - RESPIRATORY | Level 4 | 27720 | 123.7411
4370 | WAITING | Level 4 | 27591 | 121.5816
3133 | STERILE CORE | Level 3 | 27420 | 1356.0829
3134 | O R 8 | Level 3 | 27420 | 482.609
3135 | STERILE CORE | Level 3 | 27420 | 1057.6447
3136 | O R 9 | Level 3 | 27420 | 575.0344
3137 | WORK ROOM / EQUIP | Level 3 | 27420 | 416.773
3138 | O R 10 | Level 3 | 27420 | 567.4799
3140 | O R 11 | Level 3 | 27420 | 488.8102
3141 | STORAGE | Level 3 | 27420 | 67.8197
3142 | O R 12 | Level 3 | 27420 | 460.9634
3143 | TOILET | Level 3 | 27420 | 67.3723
3144 | RECOVERY - O R | Level 3 | 27420 | 551.5743
3145 | SOILED UTILITY | Level 3 | 27420 | 145.5562
3146 | ISOLATION | Level 3 | 27420 | 100.2689
3147 | CLEAN UTILITY | Level 3 | 27420 | 153.4891
3148 | LAB - RESP ABG | Level 3 | 27720 | 99.0975
3157 | JANITOR | Level 3 | 28460 | 66.5482
3158 | CONFERENCE | Level 3 | 26010 | 243.077
3159 | OFFICE | Level 3 | 26010 | 75.9907
3160 | 1 BED | Level 3 | 26010 | 192.3303
3161 | PRINTING | Level 3 | 26010 | 40.7519
3162 | 1 BED | Level 3 | 26010 | 239.0613
3163 | TOILET - STAFF | Level 3 | 26010 | 42.5613
3164 | 1 BED | Level 3 | 26010 | 204.9817
3165 | NURSE STATION | Level 3 | 26010 | 141.8649
3166 | 1 BED | Level 3 | 26010 | 184.5554
3167 | CLEAN UTILITY | Level 3 | 26010 | 100.1391
3168 | 1 BED | Level 3 | 26010 | 211.8138
3169 | PANTRY | Level 3 | 26010 | 79.8729
3170 | 1 BED | Level 3 | 26010 | 198.3769
3171 | SOILED UTILITY | Level 3 | 27420 | 78.9898
3175 | WAITING | Level 3 | 28402 | 98.9791
3177 | MECH | Level 3 | 28450 | 97.3119
3179 | OFFICE | Level 3 | 27420 | 132.7728
3180 | OFFICE | Level 3 | 28641 | 425.9408
3185 | STERILE INSTR SUPPLY | Level 3 | 28402 | 1421.1006
3201 | PRE / POST OP TESTING | Level 3 | 27430 | 105.7624
3202 |  | Level 3 | 27430 | 342.9017
3203 | STORAGE | Level 3 | 27430 | 176.5434
3205 | EXAM | Level 3 | 27430 | 110.5717
3206 |  | Level 3 | 27430 | 367.1051
3207 | REGISTRATION | Level 3 | 27430 | 136.7833
3209 | MEDICATION | Level 3 | 27430 | 151.1874
3210 |  | Level 3 | 27430 | 364.4343
3211 | CLEAN UTILITY | Level 3 | 27430 | 139.1983
3213 | SOILED UTILITY | Level 3 | 27430 | 111.8244
3214 |  | Level 3 | 27430 | 367.1812
3215 | STORAGE | Level 3 | 27430 | 41.588
3217 | JANITOR | Level 3 | 27430 | 29.1145
3218 |  | Level 3 | 27430 | 361.4949
3219 | SOILED UTILITY | Level 3 | 27430 | 43.37
3222 |  | Level 3 | 27430 | 369.9012
3223 | LOCKERS | Level 3 | 27430 | 211.0855
1000 | ELEC | Level 1 | 28450 | 175.3603
1001 | JANITOR | Level 1 | 28460 | 59.5611
1002 | TRASH | Level 1 | 28460 | 12.041
1003 | OFFICE | Level 1 | 28340 | 95.538
1004 | OFFICE | Level 1 | 28340 | 26.2932
1005 | STORAGE | Level 1 | 28340 | 17.2207
1011 | MECH | Level 1 | 27471 | 93.8825
1020 | LOUNGE / VENDING | Level 1 | 28340 | 181.379
1021 | JANITOR | Level 1 | 28460 | 14.2258
1040 | DINING | Level 1 | 28340 | 6488.0426
1041 | STORAGE | Level 1 | 28340 | 50.7507
1050 | FOOD / TRAY ASSEMBLY | Level 1 | 28340 | 3700.2713
1051 | COOLING | Level 1 | 28340 | 93.314
1052 | COOLING | Level 1 | 28340 | 91.3889
1053 | COOLING | Level 1 | 28340 | 90.4167
1054 | COOLING | Level 1 | 28340 | 94.3403
1055 | STORAGE | Level 1 | 28340 | 228.282
1060 | DISHWASHING | Level 1 | 28340 | 1476.2659
1070 | KITCHEN | Level 1 | 28340 | 158.1805
1080 | OFFICE | Level 1 | 28340 | 115.5579
1081 | OFFICE | Level 1 | 28340 | 133.2865
1082 | OFFICE | Level 1 | 28340 | 106.3693
1083 | LOCKERS - WOMENS | Level 1 | 28340 | 113.8224
1084 | LOCKERS - MENS | Level 1 | 28340 | 113.9599
1090 | LOUNGE | Level 1 | 27710 | 91.6588
1095 | PHARMACY (VACANT) | Level 1 | 27710 | 1113.3838
1105 | LAB REGISTRATION | Level 1 | 27630 | 293.5332
1106 | OFFICE | Level 1 | 27630 | 188.904
1107 | PATIENT HOLDING | Level 1 | 27630 | 500.3729
1108 | READING | Level 1 | 27630 | 254.8687
1109 | TOILET | Level 1 | 27630 | 52.5519
1111 | OFFICE | Level 1 | 27630 | 195.0986
1112 | OFFICE | Level 1 | 27630 | 154.5569
1113 | CONFERENCE | Level 1 | 27630 | 257.2407
1114 | LOUNGE - RADIOLOGY | Level 1 | 27630 | 427.54
1115 | ULTRASOUND 1 | Level 1 | 27670 | 180.2361
1116 | ULTRASOUND 2 | Level 1 | 27670 | 195.0015
1117 | WORK ROOM | Level 1 | 27670 | 165.7044
1118 | ULTRASOUND 3 | Level 1 | 27670 | 202.9001
1119 | OFFICE | Level 1 | 27670 | 153.6483
1120 | RADIOLOGY 11 | Level 1 | 27630 | 258.7238
1121 | OFFICE | Level 1 | 27630 | 133.111
1122 | RADIOLOGY 12 | Level 1 | 27630 | 238.4969
1124 | DRESSING | Level 1 | 27630 | 290.3042
1126 | LOCKERS - PHYSICIANS | Level 1 | 27630 | 104.5353
1127 | TOILET | Level 1 | 27630 | 94.0458
1129 | LAB - CATH 3 | Level 1 | 27570 | 502.8045
1130 | CT SCAN TECH | Level 1 | 27680 | 134.6379
1139 | WORK ROOM | Level 1 | 27570 | 234.9592
1140 | CT SCAN PROCEDURE | Level 1 | 27680 | 380.4936
1144 | CORRIDOR / WORK ROOM | Level 1 | 27630 | 1060.9246
1147 | CONTROL | Level 1 | 27630 | 213.2215
1149 | LAB - CATH 5 | Level 1 | 27630 | 535.9021
1150 | VIEWING | Level 1 | 27630 | 303.5621
1152 | FILE ROOM | Level 1 | 27630 | 529.3485
2281 | MEDICAL STAFF ADMIN | Level 2 | 28710 | 289.2174
2282 | MEDICAL STAFF ADMIN | Level 2 | 28710 | 287.9696
2283 | TOILET | Level 2 | VACANT | 67.6092
2293 | TOILET | Level 2 | VACANT | 50.4535
2295 | WAITING | Level 2 | VACANT | 111.6811
2297 | MEDICAL STAFF ADMIN | Level 2 | 28710 | 144.198
2300 | OFFICE | Level 2 | VACANT | 255.9787
2301 | OFFICE | Level 2 | 28340 | 76.197
2302 | TRASH CHUTE | Level 2 | 28340 | 49.7841
2303 | STORAGE | Level 2 | 28370 | 102.1386
2304 | OFFICE | Level 2 | 227-20118 | 253.9151
2309 | SHOWER | Level 2 | 227-20118 | 33.0662
2310 | ENVIRONMENTAL SERVICES | Level 2 | 28460 | 33.0621
2316 | OFFICE | Level 2 | 227-20118 | 192.2403
2318 | OFFICE - PICC | Level 2 | 27889 | 202.3399
2320 | OFFICE | Level 2 | 38897 | 281.4846
2321 | TOILET | Level 2 | 38897 | 54.789
3225 | LOUNGE - STAFF | Level 3 | 27430 | 218.7447
3226 |  | Level 3 | 27430 | 369.7896
3227 | PANTRY | Level 3 | 27430 | 51.286
3230 |  | Level 3 | 27430 | 429.9982
3234 | EYE PROCEDURE | Level 3 | 27430 | 424.6089
3238 | RECOVERY AREA | Level 3 | 27430 | 1056.3778
3301 | ORTHO SERV LINE | Level 3 | 28790 | 78.9186
3303 |  | Level 3 | 27420 | 218.5109
3305 | LAUNDRY CHUTE | Level 3 | VACANT | 64.7541
3306 |  | Level 3 | 28792 | 117.8521
3307 | JANITOR | Level 3 | VACANT | 32.8973
3310 |  | Level 3 | 28792 | 234.7162
3311 | TOILET | Level 3 | 28792 | 64.6602
3319 | ELEC | Level 3 | 28450 | 46.2581
3320 | FAMILY ROOM | Level 3 | 28792 | 148.3895
3321 | WAITING (CHILDREN'S PLAY AREA) | Level 3 | 28792 | 88.2635
3323 | WAITING (FAMILY RESOURCE CENTER) | Level 3 | 28792 | 1473.4646
3327 |  | Level 3 | 28792 | 198.7831
3330 | ELEC | Level 3 | 28450 | 108.9722
3331 | TOILET | Level 3 | 28792 | 61.8548
3333 | FAMILY ROOM | Level 3 | 28792 | 93.5722
3335 | LOUNGE - STAFF | Level 3 | 28792 | 140.691
3337 | STORAGE | Level 3 | 28792 | 36.0596
3340 | CONFERENCE | Level 3 | 28792 | 292.6127
3341 | TOILET - ADA | Level 3 | 26172 | 73.3489
3342 | ISOL - NEG PRESS | Level 3 | 26172 | 357.8028
3343 | TOILET - ADA | Level 3 | 26172 | 69.2694
3358 | SUSPENDED BED | Level 3 | 26172 | 234.6101
3359 | CONFERENCE | Level 3 | 26172 | 115.9107
3360 | SUSPENDED BED | Level 3 | 26172 | 204.3648
3361 | NURSE STATION | Level 3 | 26172 | 147.0946
3362 | SUSPENDED BED | Level 3 | 26172 | 225.7476
3363 | MEDICATION | Level 3 | 26172 | 74.3594
3364 | SUSPENDED BED | Level 3 | 26172 | 214.6759
3365 | CLEAN UTILITY | Level 3 | 26172 | 115.3887
3366 | SUSPENDED BED | Level 3 | 26172 | 215.0544
3367 | SOILED UTILITY | Level 3 | 26172 | 78.2516
3371 | PANTRY | Level 3 | 26172 | 67.0502
3372 | SUSPENDED BED | Level 3 | 26172 | 213.5416
3373 | TOILET - STAFF | Level 3 | 26172 | 52.3395
3374 | SUSPENDED BED | Level 3 | 26172 | 222.801
3375 | PCC | Level 3 | 26172 | 81.6212
3376 | SUSPENDED BED | Level 3 | 26172 | 213.5416
3378 | SUSPENDED BED | Level 3 | 26172 | 206.9079
3380 | SUSPENDED BED | Level 3 | 26172 | 228.3872
3382 | SUSPENDED BED | Level 3 | 26172 | 189.6374
3383 | STORAGE | Level 3 | 26172 | 24.5412
3384 | SUSPENDED BED | Level 3 | 26172 | 224.7349
2322 | OFFICE - PICC | Level 2 | VACANT | 195.8271
3385 | OFFICE | Level 3 | 28756 | 89.4651
3386 | SUSPENDED BED | Level 3 | 26172 | 209.291
3387 | LOUNGE - STAFF | Level 3 | 26172 | 202.0249
3388 | SUSPENDED BED | Level 3 | 26172 | 235.8294
3389 | STORAGE | Level 3 | 26172 | 33.3435
3394 | SUSPENDED BED (ISOL) | Level 3 | 26172 | 221.6489
3396 | SUSPENDED BED | Level 3 | 26172 | 230.4968
3399 | TUB / STORAGE | Level 3 | 26172 | 58.5706
3710 | ACCESSIBLE PATIENT ROOM | Level 3 | 26441 | 305.0559
3711 | ACCESSIBLE PATIENT ROOM | Level 3 | 26441 | 292.0941
3713 | NOURISHMENT | Level 3 | 26441 | 81.4443
3714 | ACCESSIBLE PATIENT ROOM | Level 3 | 26441 | 291.3875
3715 | EQUIPMENT STORAGE | Level 3 | 26441 | 74.6524
3716 | ACCESSIBLE PATIENT ROOM | Level 3 | 26441 | 294.971
3717 | TUB ROOM | Level 3 | 26441 | 135.368
3718 | STAFF LOUNGE | Level 3 | 26441 | 131.6197
3720 | STORAGE | Level 3 | 26441 | 66.8777
3721 | ACCESSIBLE ISOLATION ROOM | Level 3 | 26441 | 235.996
3722 | CONFERENCE ROOM | Level 3 | 26441 | 214.0644
3723 | PATIENT LOUNGE / DINING | Level 3 | 26441 | 723.9789
3724 | ACCESSIBLE PATIENT ROOM | Level 3 | 26441 | 296.6282
3725 | ACCESSIBLE PATIENT ROOM | Level 3 | 26441 | 299.9471
3726 | ACCESSIBLE PATIENT ROOM | Level 3 | 26441 | 299.8046
3727 | NURSE STATION | Level 3 | 26441 | 154.2156
3728 | MEDS | Level 3 | 26441 | 90.1074
3729 | ACCESSIBLE PATIENT ROOM | Level 3 | 26441 | 298.481
3730 | ACCESSIBLE PATIENT ROOM | Level 3 | 26441 | 296.5088
3731 | JANITOR | Level 3 | 28460 | 46.476
3734 | EQUIPMENT STORAGE | Level 3 | 26441 | 155.3733
3735 | ACCESSIBLE PATIENT ROOM | Level 3 | 26441 | 280.5581
3736 | ACCESSIBLE PATIENT ROOM | Level 3 | 26441 | 290.2212
3737 | ACCESSIBLE PATIENT ROOM | Level 3 | 26441 | 297.7594
3738 | ACCESSIBLE PATIENT ROOM | Level 3 | 26441 | 297.7594
1154 | RADIOLOGY 6 | Level 1 | 27630 | 311.1524
2325 | STORAGE | Level 2 | 227-20118 | 44.9805
2326 | OFFICE | Level 2 | 227-20118 | 222.0414
2338 | OFFICE | Level 2 | 38897 | 369.8802
L130E | STORAGE - STERILE | Level LL | 27471 | 32.9147
L035A | ASST CHF ENGNR | Level LL | 28450 | 35.7838
L712A | REFRIGERATION ACCESS MECH | Level LL | 27520 | 38.6276
L001D | TOILET | Level LL | 28455 | 48.0946
L040A | TOILET | Level LL | 27520 | 48.6281
L130D | CENTRAL PROC DEPT | Level LL | 27471 | 52.0707
L130C | JANITOR | Level LL | 28460 | 52.1042
L060A | TOILET | Level LL | 28400 | 53.5058
L015 | JANITOR | Level LL | 28460 | 54.5773
L170B | TOILET | Level LL | 27471 | 55.6217
L075A | STORAGE - CENTRAL | Level LL | 28400 | 58.3894
L190A | STORAGE | Level LL | 28470 | 59.2421
L115A | OFFICE - CPD | Level LL | 27471 | 70.0998
L060 | STORAGE | Level LL | 28450 | 71.1125
L090A | OXYGEN | Level LL | 28450 | 77.1046
L716 | ELEVATOR MACHINE ROOM | Level LL | 28450 | 79.3863
L017 | STORAGE | Level LL | 29626 | 86.8557
1156 | RADIOLOGY 5 | Level 1 | 27630 | 279.2027
1160 | READING | Level 1 | 27630 | 415.6652
1161 | STORAGE | Level 1 | 27570 | 12.1395
1162 | RADIOLOGY 7 | Level 1 | 27630 | 323.956
1163 | TOILET | Level 1 | 27630 | 25.1441
1164 | TOILET | Level 1 | 27630 | 19.2854
1165 | TOILET | Level 1 | 27630 | 18.3759
1166 | TOILET | Level 1 | 27630 | 16.339
1167 | STORAGE | Level 1 | 27570 | 111.9829
1169 | OFFICE | Level 1 | 27570 | 140.2605
1170 | READING | Level 1 | 27570 | 206.6711
1171 | JANITOR | Level 1 | 28460 | 35.2299
1172 | INVASIVE VASCULAR | Level 1 | 27570 | 558.6072
1174 | CONTROL | Level 1 | 27570 | 182.1216
1175 | STORAGE | Level 1 | 27570 | 17.1909
1176 | LAB - CATH 2 | Level 1 | 27570 | 859.0853
1178 | STORAGE | Level 1 | 27570 | 120.9038
1179 | SUPPLY | Level 1 | 27570 | 295.8978
1180 | LAB - CATH 4 | Level 1 | 27680 | 650.269
1182 | CONTROL | Level 1 | 27680 | 192.3848
1184 | STORAGE | Level 1 | 27570 | 178.9954
1185 | WORK ROOM | Level 1 | 27570 | 421.9253
1186 | CONTROL | Level 1 | 27570 | 167.2114
1188 | LAB - CATH 1 | Level 1 | 27570 | 636.9651
1190 | PRE / POST RECOVERY | Level 1 | 27620 | 1370.3095
1191 | DRESSING | Level 1 | 27620 | 97.6874
1192 | MEDICATION | Level 1 | 27620 | 109.5974
1193 | SOILED UTILITY | Level 1 | 27620 | 84.0795
1194 | CLEAN UTILITY | Level 1 | 27620 | 72.4668
1196 | OFFICE | Level 1 | 27620 | 52.7514
1197 | TOILET | Level 1 | 27620 | 60.9612
1198 | STORAGE | Level 1 | 27620 | 9.1573
1199 | STORAGE | Level 1 | 27620 | 10.68
1200 | STORAGE | Level 1 | 27500 | 136.429
3739 | ACCESSIBLE PATIENT ROOM | Level 3 | 26441 | 289.6493
BCM G-02 | CORRIDOR | Level GL | COMMON | 2434.2016
L721 | NITROGEN AND NITROUS STORAGE | Level LL | 28450 | 88.2812
L130B | CENTRAL PROC DEPT | Level LL | 27471 | 91.2424
L105A | OFFICE - CPD | Level LL | 27471 | 91.3631
L013B | STORAGE - MED GAS | Level LL | 28450 | 95.7838
L160 | MECH | Level LL | 28450 | 96.8351
L013A | DUMBWAITER | Level LL | 28400 | 98.4192
L145 | VESTIBULE | Level LL | 28470 | 101.1108
NRT L-05 | ELEVATOR | Level LL | N/A | 103.923
1205 | BLOOD BANK | Level 1 | 27500 | 365.1233
1210 | TOILET | Level 1 | 27500 | 149.8947
1212 | LOCKERS | Level 1 | 27500 | 252.1072
1215 | LOUNGE | Level 1 | 27500 | 349.2904
1220 | HEMATOLOGY | Level 1 | 27501 | 524.5657
1229 | CORRIDOR | Level 1 | 27010 | 135.2713
1230 | CHEMISTRY | Level 1 | 27503 | 962.2777
1235 | GLASS WASH | Level 1 | 27500 | 221.3147
1246 | PHLEBOTOMY | Level 1 | 27500 | 411.7473
1250 | LAB | Level 1 | 27500 | 2426.3373
1255 | MICROBIOLOGY | Level 1 | 27502 | 767.9147
1260 | SPECIMEN | Level 1 | 27500 | 376.956
1261 | OFFICE | Level 1 | 27500 | 86.0544
1265 | OFFICE | Level 1 | 27500 | 218.0625
1270 | HISTOLOGY | Level 1 | 27500 | 249.288
1275 | CYTOLOGY | Level 1 | 27500 | 348.3422
1280 | OFFICE | Level 1 | 27520 | 136.4126
1281 | OFFICE | Level 1 | 27520 | 194.1923
1282 | OFFICE | Level 1 | 27520 | 166.1917
1284 | CONFERENCE | Level 1 | 27520 | 304.1013
1285 | TOILET | Level 1 | 27520 | 38.4177
1286 | OFFICE | Level 1 | 27520 | 149.1649
1287 | OFFICE | Level 1 | 27520 | 148.3285
1288 | RECEPTION | Level 1 | 27520 | 666.5402
4371 | RECEPTION | Level 4 | 27591 | 79.141
4372 | CLERICAL | Level 4 | 27591 | 515.0592
4373 | READING - MD | Level 4 | 27591 | 141.9323
4375 | OFFICE | Level 4 | 27591 | 73.9712
4377 | EKG READING | Level 4 | 27591 | 103.3587
4379 | TECH WORK OFFICE | Level 4 | 27591 | 102.192
4381 | SOILED UTILITY | Level 4 | 27591 | 59.9542
4383 | CLEAN UTILITY | Level 4 | 27591 | 57.5916
4384 | STRESS ECHO | Level 4 | 27591 | 204.3017
4385 | TOILET | Level 4 | 27591 | 48.976
4386 | TREAD 3 | Level 4 | 27591 | 219.2116
4388 | ECHO 3 | Level 4 | 27591 | 160.402
4390 | TREAD 2 | Level 4 | 27591 | 216.1108
4392 | ECHO 2 | Level 4 | 27591 | 163.1387
4394 | TREAD 1 | Level 4 | 27591 | 219.4599
4396 | ECHO 1 | Level 4 | 27591 | 160.402
4398 | EKG HOLTER | Level 4 | 27591 | 133.0383
4402 | CORRIDOR | Level 4 | 27591 | 1038.282
4710 | ACCESSIBLE PATIENT ROOM | Level 4 | 26440 | 305.0565
4711 | ACCESSIBLE PATIENT ROOM | Level 4 | 26440 | 292.0981
4714 | ACCESSIBLE PATIENT ROOM | Level 4 | 26440 | 291.3985
4715 | NOURISHMENT | Level 4 | 26440 | 85.2003
4716 | ACCESSIBLE PATIENT ROOM | Level 4 | 26440 | 294.9781
4717 | OFFICE | Level 4 | 26440 | 95.6027
1300 | WAITING | Level 1 | 27650 | 515.2897
1301 | OFFICE | Level 1 | 27650 | 46.4852
1302 | OFFICE | Level 1 | 27650 | 48.3919
1303 | OFFICE | Level 1 | 27650 | 46.0693
1304 | CONFERENCE | Level 1 | 27650 | 111.3975
1305 | NUCLEAR MEDICINE | Level 1 | 27650 | 121.3734
1306 | NUCLEAR MEDICINE | Level 1 | 27650 | 352.0155
1307 | OFFICE | Level 1 | 27650 | 113.1667
1308 | VESTIBULE | Level 1 | 27650 | 146.9421
1309 | CONTROL | Level 1 | 27650 | 106.6012
1310 | NUCLEAR MEDICINE | Level 1 | 27650 | 215.3313
1312 | NUCLEAR MEDICINE | Level 1 | 27650 | 530.1914
1313 | OFFICE - PHARMACY | Level 1 | 27710 | 58.281
1314 | OFFICE - PHARMACY | Level 1 | 27710 | 58.1677
1315 | OFFICE - PHARMACY | Level 1 | 27710 | 48.4152
1316 | STORAGE STERILE - PHARMACY | Level 1 | 27710 | 151.6438
1317 | STORAGE - PHARMACY | Level 1 | 27710 | 103.4072
1318 | PHARMACY | Level 1 | 27710 | 185.2563
1319 | PHARMACY | Level 1 | 27710 | 343.9371
1320 | PHARMACY | Level 1 | 27710 | 147.2217
1321 | PHARMACY | Level 1 | 27710 | 234.9962
1323 | CORRIDOR - PHARMACY | Level 1 | 27710 | 172.695
1324 | OFFICE - PHARMACY | Level 1 | 27710 | 105.8888
1325 | OFFICE - PHARMACY | Level 1 | 27710 | 105.9146
1326 | OFFICE - PHARMACY | Level 1 | 27710 | 226.8719
1327 | OFFICE - PHARMACY | Level 1 | 27710 | 369.2066
1329 | OFFICE | Level 1 | 27010 | 129.6187
1332 | CASE MANAGER | Level 1 | 28756 | 142.2977
1333 | CONFERENCE CENTER | Level 1 | 28610 | 577.237
1334 | CONFERENCE CENTER | Level 1 | 28610 | 1027.8973
1335 | CONFERENCE CENTER | Level 1 | 28610 | 785.7602
1336 | EMERGENCY | Level 1 | 27010 | 115.7575
1338 | WAITING | Level 1 | 27010 | 537.0926
1339 | WAITING | Level 1 | 27010 | 1236.8113
1340 | NURSE STATION | Level 1 | 27010 | 182.3407
1341 | MEDICATION | Level 1 | 27010 | 61.8208
1342 | TOILET | Level 1 | 27010 | 60.53
1343 | ELEC | Level 1 | 28450 | 79.7062
1344 | LAB - ABG | Level 1 | 27010 | 127.1367
1345 | TREATMENT | Level 1 | 27010 | 363.4302
1347 | TREATMENT | Level 1 | 27010 | 147.6632
1348 | STORAGE | Level 1 | 27010 | 676.4911
1349 | STORAGE | Level 1 | 27010 | 140.072
1351 | TOILET / SHOWER | Level 1 | 27010 | 105.8818
1352 | LOUNGE | Level 1 | 27010 | 254.786
1353 | SOILED UTILITY | Level 1 | 27010 | 106.7243
1354 | TREATMENT | Level 1 | 27010 | 1190.7356
1355 | NURSE STATION | Level 1 | 27010 | 85.7915
1356 | CLEAN UTILITY | Level 1 | 27010 | 140.2988
1360 | AMBULANCE DRIVERS | Level 1 | 27010 | 84.0403
1361 | JANITOR | Level 1 | 28460 | 34.3196
1362 | TOILET | Level 1 | 27010 | 49.5892
1363 | TOILET | Level 1 | 27010 | 69.7581
1364 | CHARTING - MD | Level 1 | 27010 | 172.8085
1365 | RADIOLOGY | Level 1 | 27010 | 322.0534
1370 | NURSE STATION | Level 1 | 27010 | 193.0369
BCM G-03 | CORRIDOR | Level GL | COMMON | 513.5813
BCM G136 | TOILET - MENS | Level GL | COMMON | 178.0367
1371 | TREATMENT / DECON SHWR | Level 1 | 27010 | 263.9606
1372 | TOILET | Level 1 | 27010 | 109.7226
1373 | EXAM | Level 1 | 27010 | 240.0399
1374 | EXAM | Level 1 | 27010 | 222.0991
1375 | EXAM | Level 1 | 27010 | 311.0991
1378 | TREATMENT | Level 1 | 27010 | 342.4147
1379 | MEDICATION | Level 1 | 27010 | 93.587
1380 | EXAM | Level 1 | 27010 | 99.4814
1381 | EXAM | Level 1 | 27010 | 101.8083
1382 | EXAM | Level 1 | 27010 | 98.815
1383 | EXAM | Level 1 | 27010 | 101.7245
1384 | TREATMENT | Level 1 | 27010 | 339.4082
1385 | TREATMENT | Level 1 | 27010 | 439.1086
1386 | EXAM | Level 1 | 27010 | 125.0999
1387 | LOUNGE | Level 1 | 27010 | 165.3416
1710 | STORAGE | Level 1 | 28340 | 588.9572
1717 | STORAGE | Level 1 | 28340 | 1830.504
1718 | JANITOR | Level 1 | 28460 | 48.6223
1722 | ACCESSIBLE STAFF TOILET | Level 1 | 28340 | 67.9806
1727 | ACCESSIBLE TOILET | Level 1 | 28340 | 77.6109
1736 | STORAGE | Level 1 | 28340 | 2548.8869
1744 | JANITOR | Level 1 | 28460 | 30.3072
1745 | CATH CONSULTING | Level 1 | 27570 | 127.9136
1746 | CATH LAB WAITING | Level 1 | 27570 | 305.772
1747 | PRIVATE CONSULT | Level 1 | 28560 | 102.4005
1748 | ADMITTING | Level 1 | 28560 | 81.7526
1749 | ADMITTING | Level 1 | 28560 | 101.2846
1750 | ACCESSIBLE ADMITTING | Level 1 | 28560 | 115.5127
1751 | FINANCIAL CONSULT | Level 1 | 28560 | 128.7013
1752 | ACCESSIBLE FINANCIAL CONSULT | Level 1 | 28560 | 156.7177
1753 | WORK ROOM / STAFF LOUNGE | Level 1 | 28560 | 190.1347
1754 | ACCESSIBLE STAFF TOILET | Level 1 | 28560 | 67.0641
1755 | OFFICE - MGR | Level 1 | 28560 | 241.6548
1756 | CLERICAL WORKSPACE | Level 1 | 28560 | 167.3586
1758 | FIRE COMMAND ROOM | Level 1 | 28450 | 113.5391
1759 | SHARED BED PLACEMENT | Level 1 | 28560 | 167.3495
1760 | PATIENT ACCESS COORDINATOR | Level 1 | 28560 | 154.3571
1761 | ADMIN SUPERVISOR | Level 1 | 28560 | 102.1861
1762 | CORRIDOR | Level 1 | 28560 | 604.7691
1765 | SECURITY | Level 1 | 28420 | 389.8038
1768 | ELEC | Level 1 | 28450 | 257.7698
1769 | CHAPEL | Level 1 | 38680 | 276.446
1770 | FLOWER SHOP | Level 1 | 29950 | 96.3779
1771 | GIFT SHOP | Level 1 | 29950 | 490.9765
1772 | ACCESSIBLE DRESSING ROOM | Level 1 | 29950 | 46.1816
1773 | STORAGE | Level 1 | 29950 | 45.4698
1776 | CONFERENCE ROOM | Level 1 | 28610 | 434.8938
1781 | JANITOR | Level 1 | 28460 | 30.9076
1000A | STORAGE | Level 1 | 28450 | 84.4363
1050A | STORAGE | Level 1 | 28340 | 22.4803
1060A | STORAGE | Level 1 | 28340 | 23.3984
1081A | OFFICE | Level 1 | 28340 | 90.3889
1090A | PHARMACY | Level 1 | 27710 | 77.9909
2341 | TELE BOOTH | Level 2 | 28470 | 18.6715
3740 | SOILED UTILITY | Level 3 | 26441 | 98.8802
4718 | STAFF LOUNGE | Level 4 | 26440 | 131.6197
4720 | ACCESSIBLE PATIENT TOILET | Level 4 | 26440 | 82.8101
5279 | OFFICE | Level 5 | VACANT | 90.026
BCM G137 | TOILET - WOMENS | Level GL | COMMON | 167.4677
FCM G-01 | CORRIDOR | Level GL | COMMON | 2076.3431
FCM G-02 | CORRIDOR | Level GL | COMMON | 448.8617
FCM G-03 | CORRIDOR | Level GL | COMMON | 1309.3965
FCM G-04 | CORRIDOR | Level GL | COMMON | 1437.7792
FCM G-05 | CORRIDOR | Level GL | COMMON | 329.3857
FCM G-06 | CORRIDOR | Level GL | COMMON | 229.0936
FCM G119A | WAITING | Level GL | COMMON | 2005.9606
FCM G707 | STAIR VESTIBULE | Level GL | COMMON | 78.4613
FCM G709 | CORRIDOR | Level GL | COMMON | 1728.0487
FCM G713 | ACCESSIBLE STAFF TOILET | Level GL | COMMON | 73.1369
FCM G736 | CORRIDOR | Level GL | COMMON | 1927.0663
FCM G753 | VESTIBULE | Level GL | COMMON | 100.3022
FCM G763 | CORRIDOR | Level GL | COMMON | 1095.4599
FCM G769 | SERVICE ELEVATOR LOBBY | Level GL | COMMON | 255.0285
3741 | ACCESSIBLE PATIENT ROOM | Level 3 | 26441 | 312.7295
4721 | ACCESSIBLE ISOLATION ROOM | Level 4 | 26440 | 235.8956
4723 | PATIENT LOUNGE / DINING | Level 4 | 26440 | 713.8693
4724 | ACCESSIBLE PATIENT ROOM | Level 4 | 26440 | 296.9125
4725 | ACCESSIBLE PATIENT ROOM | Level 4 | 26440 | 299.7077
4726 | ACCESSIBLE PATIENT ROOM | Level 4 | 26440 | 299.7613
4727 | NURSE STATION | Level 4 | 26440 | 154.2246
4728 | MEDS | Level 4 | 26440 | 90.1161
4729 | ACCESSIBLE PATIENT ROOM | Level 4 | 26440 | 298.4918
4730 | ACCESSIBLE PATIENT ROOM | Level 4 | 26440 | 296.5215
4731 | JANITOR | Level 4 | 28460 | 46.4728
4734 | EQUIPMENT STORAGE | Level 4 | 26440 | 155.39
4735 | ACCESSIBLE PATIENT ROOM | Level 4 | 26440 | 280.5581
4736 | ACCESSIBLE PATIENT ROOM | Level 4 | 26440 | 290.2338
4737 | ACCESSIBLE PATIENT ROOM | Level 4 | 26440 | 297.7594
FCM G770 | CORRIDOR | Level GL | COMMON | 585.6977
G030 | STORAGE | Level GL | 28450 | 256.7855
G035 | TELE BOOTH | Level GL | 28470 | 47.5348
G038 | JANITOR | Level GL | 28460 | 51.3742
G040 | LOCKERS - WOMENS | Level GL | 28560 | 944.9817
G040A | LOCKERS - WOMENS | Level GL | 28560 | 169.3138
G044 | STORAGE | Level GL | 28340 | 711.2252
G044A | STORAGE | Level GL | 28340 | 127.708
G046 | LOCKERS - VOLUN | Level GL | 38670 | 701.3009
G046A | STORAGE | Level GL | 38670 | 136.0237
G048 | LOCKERS - MENS | Level GL | 28560 | 711.1953
G050A | VOLUNTEERS | Level GL | 38670 | 294.5568
G050B | NURSING ADMIN | Level GL | 28720 | 127.9647
G050C | NURSING ADMIN | Level GL | 28720 | 93.2375
G060 | MECH | Level GL | 28450 | 2893.7495
4738 | ACCESSIBLE PATIENT ROOM | Level 4 | 26440 | 297.7594
4739 | ACCESSIBLE PATIENT ROOM | Level 4 | 26440 | 290.2713
4740 | SOILED UTILITY | Level 4 | 26440 | 98.9605
4741 | ACCESSIBLE PATIENT ROOM | Level 4 | 26440 | 312.0868
4743 | ACCESSIBLE PATIENT ROOM | Level 4 | 26440 | 357.4504
4744 | CONFERENCE ROOM | Level 4 | 26440 | 164.3524
4745 | ACCESSIBLE PATIENT ROOM | Level 4 | 26440 | 346.7286
4746 | PHYSICAL THERAPY | Level 4 | 26440 | 423.6248
4747 | ACCESSIBLE PATIENT ROOM | Level 4 | 26440 | 358.1325
4748 | ACCESSIBLE PATIENT ROOM | Level 4 | 26440 | 348.6479
4749 | CLEAN UTILITY | Level 4 | 26440 | 159.3224
5281 | OFFICE | Level 5 | VACANT | 113.4208
5282 |  | Level 5 | VACANT | 246.7805
5284 |  | Level 5 | VACANT | 260.9833
5285 | TELE BOOTH | Level 5 | 28470 | 29.9654
2343 | MEDICATION | Level 2 | 27120 | 99.9025
2344 | TOILET | Level 2 | 38897 | 34.5472
2345 | STORAGE | Level 2 | 28460 | 27.782
2349 | TOILET - WOMENS ADA | Level 2 | 26173 | 53.165
2351 | TOILET - MENS ADA | Level 2 | 26173 | 54.5361
2352 | SUSPENDED BED | Level 2 | 26173 | 225.537
2353 | JANITOR | Level 2 | 28460 | 34.6351
2354 | SUSPENDED BED | Level 2 | 26173 | 297.0589
2355 | BLANKET WARMING | Level 2 | 26173 | 29.4983
2356 | SUSPENDED BED | Level 2 | 26173 | 210.8237
2357 | WAITING - VISITOR | Level 2 | 26173 | 125.0979
2358 | SUSPENDED BED | Level 2 | 26173 | 210.143
2360 | SUSPENDED BED | Level 2 | 26173 | 221.038
2361 | DICTATION | Level 2 | 26173 | 105.7179
2362 | SUSPENDED BED | Level 2 | 26173 | 210.2299
2363 | NURSE STATION | Level 2 | 26173 | 156.5515
2364 | SUSPENDED BED | Level 2 | 26173 | 220.9871
2365 | CLEAN UTILITY | Level 2 | 26173 | 119.5958
2366 | SUSPENDED BED | Level 2 | 26173 | 210.2776
2367 | MEDICATION | Level 2 | 26173 | 130.4636
2368 | SUSPENDED BED | Level 2 | 26173 | 210.2575
2369 | SOILED UTILITY | Level 2 | 26173 | 75.3593
2370 | SUSPENDED BED | Level 2 | 26173 | 210.0529
2371 | PANTRY | Level 2 | 26173 | 68.7866
2372 | SUSPENDED BED | Level 2 | 26173 | 221.1085
G062 | MECH | Level GL | 28450 | 963.3784
G062A | MECH | Level GL | 28450 | 1643.3676
G064 | MECH | Level GL | 28450 | 155.0626
G066 | STORAGE | Level GL | 28450 | 130.0815
G068 | LAUNDRY | Level GL | 28350 | 1676.2114
G068A | VIEWING | Level GL | 27520 | 114.7963
G068B | REPAIR - BED | Level GL | 28450 | 526.8877
G068C | MECH | Level GL | 28450 | 1066.8062
G069 | STORAGE | Level GL | 28450 | 259.9545
G069A | STORAGE | Level GL | 28450 | 28.1064
G069B | JANITOR | Level GL | 28460 | 40.5104
G071 | TRASH CHUTE | Level GL | 28460 | 22.7961
G080 | STORAGE | Level GL | 28720 | 198.6526
G081 | RISK MANAGEMENT | Level GL | 38754 | 421.2075
G081A | RISK MANAGEMENT | Level GL | 38754 | 196.6961
2373 | JANITOR | Level 2 | 28460 | 30.6186
1105A | OFFICE | Level 1 | 27630 | 85.5169
1107A | MECH | Level 1 | 27630 | 124.7384
1108A | STORAGE | Level 1 | 27630 | 6.6274
1114A | CHANGING - MENS | Level 1 | 27630 | 107.9478
1114B | TOILET - MENS | Level 1 | 27630 | 100.6898
1114C | CHANGING - WOMENS | Level 1 | 27630 | 137.6025
1114D | TOILET - WOMENS | Level 1 | 27630 | 96.3016
1114E | STORAGE | Level 1 | 27630 | 30.1942
1115A | TOILET | Level 1 | 27670 | 47.8509
1116A | TOILET | Level 1 | 27670 | 51.3684
1117A | STORAGE | Level 1 | 27670 | 23.4902
1118A | TOILET | Level 1 | 27670 | 31.8452
1119A | STORAGE | Level 1 | 27670 | 37.9357
1119B | TOILET | Level 1 | 27670 | 54.828
1124A | RADIOLOGY 13 | Level 1 | 27630 | 249.0403
1124B | RADIOLOGY 14 | Level 1 | 27630 | 277.1696
1129A | CONTROL | Level 1 | 27570 | 176.893
1129B | EQUIP | Level 1 | 27570 | 56.2553
1144A | TOILET | Level 1 | 27630 | 28.2159
1144B | TECH AREA | Level 1 | 27630 | 53.3051
1144C | TECH AREA | Level 1 | 27630 | 59.6729
1144D | TECH AREA | Level 1 | 27630 | 48.0428
1144E | TOILET | Level 1 | 27630 | 67.4816
1144F | TECH AREA | Level 1 | 27630 | 63.9206
1144G | TECH AREA | Level 1 | 27630 | 44.7188
1144H | TELE / DATA | Level 1 | 27630 | 17.0481
1144I | TRANSCRIPTION | Level 1 | 27630 | 625.8771
2374 | SUSPENDED BED | Level 2 | 26173 | 210.1459
2375 | STORAGE | Level 2 | 26173 | 19.022
2376 | SUSPENDED BED | Level 2 | 26173 | 221.0388
2377 | NURSE MANAGER | Level 2 | 26173 | 79.7925
2378 | SUSPENDED BED | Level 2 | 26173 | 210.1955
2380 | SUSPENDED BED | Level 2 | 26173 | 216.3967
2382 | SUSPENDED BED | Level 2 | 26173 | 220.5119
2384 | SUSPENDED BED | Level 2 | 26173 | 220.5241
2386 | SUSPENDED BED | Level 2 | 26173 | 222.9
G081B | RISK MANAGEMENT | Level GL | 38754 | 102.7762
G081C | RISK MANAGEMENT | Level GL | 38754 | 115.263
G081D | RISK MANAGEMENT | Level GL | 38754 | 115.8699
3743 | ACCESSIBLE PATIENT ROOM | Level 3 | 26441 | 357.4017
4750 | ACCESSIBLE PATIENT ROOM | Level 4 | 26440 | 360.9333
4751 | ACCESSIBLE PATIENT ROOM | Level 4 | 26440 | 363.0891
G081E | TELE | Level GL | 28470 | 184.7231
L711 | BODY VIEWING | Level LL | 27520 | 107.666
2387 | LOUNGE - STAFF | Level 2 | 26173 | 164.5236
G082 | TELE BOOTH | Level GL | 28470 | 63.7388
G085 | OFFICE | Level GL | 28720 | 181.6949
G085A | RISK MANAGEMENT | Level GL | 38754 | 187.5985
G085B | CONFERENCE | Level GL | 28720 | 150.3214
G085C | EHR TRAINING | Level GL | 38487 | 238.8239
G086 | COPY | Level GL | 28730 | 199.9013
L720 | GAS STORAGE | Level LL | 28450 | 111.2486
L165D | CONFERENCE | Level LL | 28470 | 113.1395
L145A | OFFICE | Level LL | 28470 | 119.0735
L125 | CENTRAL PROC DEPT | Level LL | 27471 | 121.3378
L001 | CLINICAL ENG | Level LL | 28455 | 123.0372
L075B | OFFICE | Level LL | 28400 | 125.4964
FCM L707 | STAIR VESTIBULE | Level LL | COMMON | 129.6361
L145C | OFFICE | Level LL | 28470 | 136.429
L055 | KEY SHOP | Level LL | 28450 | 137.7372
NRT L-11 | NRT | Level LL | N/A | 139.4156
3745 | ACCESSIBLE PATIENT ROOM | Level 3 | 26441 | 347.1278
3746 | PHYSICAL THERAPY | Level 3 | 26441 | 423.6499
3747 | ACCESSIBLE PATIENT ROOM | Level 3 | 26441 | 358.3615
3748 | ACCESSIBLE PATIENT ROOM | Level 3 | 26441 | 348.4336
3749 | CLEAN UTILITY | Level 3 | 26441 | 159.4555
G087 | OFFICE - SURGICAL SVCS | Level GL | 28720 | 171.5578
G088(1) | OFFICE | Level GL | 28720 | 64.6977
L145B | OFFICE | Level LL | 28470 | 140.5814
L075C | OFFICE | Level LL | 28400 | 143.6915
1167A | TOILET | Level 1 | 27570 | 46.9197
1169A | OFFICE | Level 1 | 27570 | 128.0136
1174A | STORAGE | Level 1 | 27570 | 68.6093
1185A | TOILET | Level 1 | 27570 | 50.0625
1210A | LOCKERS | Level 1 | 27500 | 96.3899
1212A | TOILET | Level 1 | 27500 | 114.5968
1230A | BLOOD BANK | Level 1 | 27503 | 17.0141
1235A | STORAGE | Level 1 | 27500 | 28.1464
2388 | SUSPENDED BED | Level 2 | 26173 | 226.6934
2389 | TOILET - STAFF | Level 2 | 26173 | 47.8998
2390 | SUSPENDED BED | Level 2 | 26173 | 222.2556
2391 | CASE MGMT | Level 2 | 28756 | 86.5657
2392 | SUSPENDED BED | Level 2 | 26173 | 226.1944
2393 | OFFICE | Level 2 | 26173 | 75.1574
2394 | SUSPENDED BED | Level 2 | 26173 | 227.211
2397 | LOCKERS | Level 2 | 26173 | 91.6519
2710 | OFFICE | Level 2 | 27779 | 148.132
2711 | MECH | Level 2 | 28450 | 1135.8267
2712 | ELEC | Level 2 | 28450 | 265.7956
3750 | ACCESSIBLE PATIENT ROOM | Level 3 | 26441 | 360.6684
3751 | ACCESSIBLE PATIENT ROOM | Level 3 | 26441 | 362.7367
3752 | NURSE STATION | Level 3 | 26441 | 542.518
3753 | MEDS | Level 3 | 26441 | 156.8627
3754 | STAFF TOILET | Level 3 | 26441 | 66.1667
3755 | ACCESSIBLE PATIENT ROOM | Level 3 | 26441 | 312.3974
3756 | ACCESSIBLE PATIENT ROOM | Level 3 | 26441 | 301.9527
4752 | NURSE STATION | Level 4 | 26440 | 542.1592
4753 | MEDS | Level 4 | 26440 | 155.8881
4754 | STAFF TOILET | Level 4 | 26440 | 69.4218
4755 | ACCESSIBLE PATIENT ROOM | Level 4 | 26440 | 312.4315
4756 | ACCESSIBLE PATIENT ROOM | Level 4 | 26440 | 301.9222
4757 | ACCESSIBLE PATIENT ROOM | Level 4 | 26440 | 313.5589
5289 | WAITING | Level 5 | VACANT | 110.6419
5301 | OFFICE - PHARMACY | Level 5 | 27710 | 225.4456
5303 | JANITOR | Level 5 | 28460 | 128.7229
5304 | STORAGE | Level 5 | 28450 | 62.3145
5305 | STORAGE | Level 5 | 28450 | 20.1321
5307 | OFFICE | Level 5 | VACANT | 102.5738
5309 | MECH | Level 5 | 28450 | 127.0886
5330 | MECH | Level 5 | 28450 | 534.3802
5331 | MECH | Level 5 | 28450 | 2118.6806
5709 | EQUIPMENT STORAGE | Level 5 | 26153 | 143.7311
5710 | PATIENT ROOM | Level 5 | 26153 | 284.9963
6781 | X-RAY ALCOVE | Level 6 | 26180 | 54.0513
7781 | X-RAY ALCOVE | Level 7 | 26163 | 54.0017
8781 | X-RAY ALCOVE | Level 8 | 26152 | 54.0017
9781 | X-RAY ALCOVE | Level 9 | 26154 | 54.0017
10761 | ELEC | Level 10 | 28450 | 246.6358
11714 | ELEC | Level 11 | 28450 | 256.2967
11721 | STORAGE | Level 11 | 28450 | 147.066
12701 | ELEVATOR CONTROL ROOM | Level 12 | 28450 | 609.6038
12702 | ROOF ACCESS LOBBY | Level 12 | 28450 | 1120.9355
1250A | LAB | Level 1 | 27500 | 362.2023
6735A | ACCESSIBLE STAFF TOILET | Level 6 | 26180 | 67.042
6752A | TELEMETRY | Level 6 | 26180 | 58.0464
7735A | ACCESSIBLE STAFF TOILET | Level 7 | 26163 | 67.042
2713 | IT | Level 2 | 38480 | 217.8103
G088(2) | OFFICE | Level GL | 26177 | 64.6977
G089 | NURSING ADMIN | Level GL | 28720 | 184.5778
G090A | RECEPTION | Level GL | 28730 | 519.0947
G090B | OFFICE | Level GL | 28730 | 92.2186
G090C | ADMIN | Level GL | 28730 | 117.8548
G090D | CONFERENCE | Level GL | 28730 | 314.5314
G090E | OFFICE | Level GL | 28730 | 109.1881
G090F | FILE ROOM | Level GL | 28730 | 59.0809
G090G | OFFICE | Level GL | 28730 | 86.1394
G091 | STORAGE | Level GL | 28730 | 18.0745
G092 | STORAGE | Level GL | 28720 | 28.7389
G100 | RECEPTION | Level GL | 28610 | 732.3002
G101 | OFFICE | Level GL | 28610 | 127.0732
G102 | OFFICE | Level GL | 28610 | 191.4316
G103 | OFFICE | Level GL | 28610 | 181.5908
G104 | OFFICE | Level GL | 28610 | 218.9711
G105 | OFFICE | Level GL | 28610 | 234.2541
G106 | OFFICE | Level GL | 28610 | 421.315
G107 | OFFICE | Level GL | 28610 | 197.7185
G107A | OFFICE | Level GL | 28610 | 187.165
G109 | OFFICE | Level GL | 28610 | 170.8146
G110 | CHAPEL | Level GL | 38680 | 239.0535
G111 |  | Level GL | 27779 | 234.8684
L010A | OFFICE | Level LL | 28400 | 148.257
L115 | OFFICE - CPD | Level LL | 27471 | 157.7275
L120A | EQUIP - STERILE | Level LL | 27471 | 168.7535
L040B | STORAGE - MORGUE | Level LL | 27520 | 169.0392
L001A | MECH / STORAGE | Level LL | 28450 | 174.7937
L070 | ASST CHF ENGNR | Level LL | 28450 | 180.3594
L110 | ELEC | Level LL | 28450 | 181.6424
L020A | STORAGE | Level LL | 27520 | 183.5318
L005A | CLINICAL ENG | Level LL | 28455 | 183.7349
L035 | ASST CHF ENGNR | Level LL | 28450 | 193.1396
NRT L-10 | NRT | Level LL | N/A | 194.5954
L040C | DISSECTION | Level LL | 27520 | 197.6958
NRT L-04 | STAIR | Level LL | N/A | 198.2942
L130A | CENTRAL PROC DEPT | Level LL | 27471 | 202.822
L712 | BODY HOLD | Level LL | 27520 | 203.3173
L050 | ENGINEERING | Level LL | 28450 | 214.279
L140 | LOCKERS - WOMENS | Level LL | 27471 | 218.6462
L150 | LOCKERS - MENS | Level LL | 27471 | 225.4514
L085B | EQUIP | Level LL | 28450 | 228.6582
NRT L-12 | STAIR | Level LL | N/A | 255.8036
L713 | JANITOR / STORAGE | Level LL | 28460 | 262.2424
FCM L714 | CORRIDOR | Level LL | COMMON | 263.8326
L170A | EQUIP | Level LL | 27471 | 272.5597
NRT L768 | STAIR | Level LL | N/A | 277.0686
NRT L-31 | ELEVATOR | Level LL | N/A | 279.4204
L105 | TRASH | Level LL | 28460 | 281.2196
NRT L-06 | STAIR | Level LL | N/A | 291.9445
NRT L-03 | STAIR | Level LL | N/A | 337.8588
FCM L-02 | CORRIDOR | Level LL | COMMON | 340.3515
L165B | PRINTING | Level LL | 28470 | 359.8339
FCM L715 | CORRIDOR | Level LL | COMMON | 372.0492
1255A | ISOLATION | Level 1 | 27502 | 130.713
1260A | TOILET | Level 1 | 27500 | 116.8033
1260B | TOILET | Level 1 | 27500 | 30.4718
1260C | OFFICE | Level 1 | 27500 | 47.1863
1288A | LAB RECEPTION - PATHOLOGY | Level 1 | 27520 | 85.6303
1300A | STORAGE | Level 1 | 27650 | 75.7322
1300B | STORAGE | Level 1 | 27650 | 27.8733
1302A | OFFICE | Level 1 | 27650 | 69.0705
2714 | JANITOR | Level 2 | 28460 | 49.2444
2715 | OFFICE - COORDINATOR | Level 2 | 27779 | 135.4813
2716 | OFFICE - MGR | Level 2 | 27779 | 171.9755
2717 | SOCIAL WORKERS | Level 2 | 27779 | 137.2736
2718 | SPEECH TREATMENT | Level 2 | 27779 | 142.5117
2719 | OCCUPATIONAL & PHYSICAL THERAPY WORKSPACE | Level 2 | 27779 | 311.6551
3757 | ACCESSIBLE PATIENT ROOM | Level 3 | 26441 | 313.5623
3758 | OFFICE | Level 3 | 26441 | 95.4079
3759 | ACCESSIBLE PATIENT ROOM | Level 3 | 26441 | 315.5468
3760 | IT | Level 3 | 38480 | 213.361
3761 | ELECTRICAL | Level 3 | 28450 | 251.0795
3763 | ACCESSIBLE PATIENT ROOM | Level 3 | 26441 | 308.3667
3764 | ACCESSIBLE PATIENT ROOM | Level 3 | 26441 | 313.4499
3765 | ACCESSIBLE PATIENT ROOM | Level 3 | 26441 | 316.0763
4759 | ACCESSIBLE PATIENT ROOM | Level 4 | 26440 | 315.5416
4760 | IT | Level 4 | 38480 | 229.8815
4761 | ELEC | Level 4 | 28450 | 249.5089
4763 | ACCESSIBLE PATIENT ROOM | Level 4 | 26440 | 308.3567
4764 | ACCESSIBLE PATIENT ROOM | Level 4 | 26440 | 313.5183
4765 | ACCESSIBLE PATIENT ROOM | Level 4 | 26440 | 316.2455
4766 | WAITING | Level 4 | 26440 | 310.5065
4001A | ELEC | Level 4 | 28450 | 11.0601
4002 A/B |  | Level 4 | VACANT | 327.265
4008 A/B |  | Level 4 | VACANT | 318.1176
4026A | TOILET | Level 4 | VACANT | 61.1052
4034 A/B/C/D |  | Level 4 | VACANT | 595.6487
5711 | PATIENT ROOM | Level 5 | 26153 | 291.1849
5712 | PATIENT ROOM | Level 5 | 26153 | 280.2163
5713 | PATIENT ROOM | Level 5 | 26153 | 295.7458
5714 | JANITOR | Level 5 | 28460 | 43.771
5715 | ACCESSIBLE PATIENT TOILET | Level 5 | 26153 | 73.1819
5716 | MULTIPURPOSE ROOM | Level 5 | 26153 | 122.995
5717 | PATIENT ROOM | Level 5 | 26153 | 284.7954
BCM 6-01 | MECH | Level 6 | 28450 | 3145.3299
7752A | TELEMETRY | Level 7 | 26163 | 58.018
8735A | ACCESSIBLE STAFF TOILET | Level 8 | 26152 | 67.042
9735A | ACCESSIBLE STAFF TOILET | Level 9 | 26154 | 67.042
10714 | JANITOR | Level 10 | 28460 | 43.771
11711 | JANITOR | Level 11 | 28460 | 37.5052
4041A | STORAGE | Level 4 | VACANT | 9.4463
4042 A/B/C/D |  | Level 4 | VACANT | 538.7006
5718 | ACCESSIBLE PATIENT ROOM | Level 5 | 26153 | 383.0839
G112 | STORAGE | Level GL | 27779 | 226.1032
G113 |  | Level GL | 27779 | 274.1376
G114 |  | Level GL | 27779 | 111.6612
G114A |  | Level GL | 27779 | 86.706
G114B | TOILET - STAFF | Level GL | 27779 | 35.1685
G114C | TOILET - STAFF | Level GL | 27779 | 34.9502
G115 |  | Level GL | 27779 | 79.8737
G116 |  | Level GL | 27779 | 75.8983
G117 |  | Level GL | 27779 | 75.1032
G118 |  | Level GL | 27779 | 69.9199
G119 |  | Level GL | 27779 | 75.5019
G119B |  | Level GL | 27779 | 210.1169
G119C | STORAGE | Level GL | 27779 | 13.9133
G119D | STORAGE | Level GL | 27779 | 25.5095
G120 | MEDICAL RECORDS | Level GL | 28700 | 282.1721
G120A | MEDICAL RECORDS - VAULT | Level GL | 28700 | 60.5576
L085A | SWITCH | Level LL | 28450 | 381.5407
L001C | CLINICAL ENG | Level LL | 28455 | 390.5975
L175 | MECH - VACUUM ROOM | Level LL | 28450 | 392.6392
FCM L-08 | CORRIDOR | Level LL | COMMON | 397.7245
2722 | EQUIPMENT STORAGE | Level 2 | 27779 | 141.8419
5719 | MEDS | Level 5 | 26153 | 143.7316
G121 | MEDICAL RECORDS | Level GL | 28610 | 358.9554
G122 | BIRTH CERT | Level GL | 28700 | 183.5185
G123 | MEDICAL RECORDS | Level GL | 28700 | 219.141
G124 | REGISTRATION | Level GL | 28560 | 133.9575
G125 | MEDICAL RECORDS | Level GL | 28700 | 3159.9852
G126 | OFFICE | Level GL | 28700 | 149.7698
G127 | OFFICE | Level GL | 28610 | 129.2563
G128 | JANITOR | Level GL | 28460 | 65.8423
G128A | OFFICE | Level GL | 28610 | 136.8134
G130 | GIFT SHOP | Level GL | 29950 | 416.2467
NRT L-02 | ELEVATOR | Level LL | N/A | 405.0429
FCM L710 | SERVICE ELEVATOR LOBBY | Level LL | COMMON | 408.0723
L013 | MATERIALS MGMT | Level LL | 28400 | 415.594
L165A | OFFICES | Level LL | 28470 | 421.5146
L040 | AUTOPSY | Level LL | 27520 | 496.154
NRT L708 | STAIR | Level LL | N/A | 505.594
FCM L709 | PRESSURIZED EXIT PASSAGEWAY | Level LL | COMMON | 519.1415
L085 | EQUIP | Level LL | 28450 | 554.2059
L010 | COPY CENTER (LEASED SPACE) | Level LL | 29626 | 594.7522
L135 | CHILLER | Level LL | 28450 | 628.8823
1307A | STORAGE | Level 1 | 27650 | 17.1885
1308A | STORAGE | Level 1 | 27650 | 19.0764
1308B | TOILET | Level 1 | 27650 | 21.0398
1313A | OFFICE | Level 1 | 27650 | 90.5984
1322A | PHARMACY REFRIG STERILE | Level 1 | 27710 | 196.504
1322B | OFFICE - PHARMACY | Level 1 | 27710 | 204.9078
1329A | ELEC / MECH | Level 1 | 28450 | 37.0578
1329B | OFFICE - MANAGER | Level 1 | 27010 | 186.4173
1329C | OFFICE | Level 1 | 27010 | 104.2773
1329D | CONFERENCE | Level 1 | 27010 | 368.3817
1334A | CONFERENCE CENTER | Level 1 | 28610 | 137.6498
1335A | CONFERENCE CENTER | Level 1 | 28610 | 45.8532
1335B | CONFERENCE CENTER | Level 1 | 28610 | 37.5146
1335C | CONFERENCE CENTER | Level 1 | 28610 | 35.9348
G135 | MD / PHYSICIAN SVCS | Level GL | 28653 | 144.7959
G137A | STORAGE | Level GL | 28700 | 44.527
G140 | CASE MGMT | Level GL | 28756 | 2044.8497
G140A | QUALITY MGMT | Level GL | 28641 | 395.0855
1335D | CONFERENCE CENTER | Level 1 | 28610 | 95.2702
1335E | CONFERENCE CENTER | Level 1 | 28610 | 25.5438
1336A | CONFERENCE CENTER | Level 1 | 28610 | 125.6846
1339A | EXAM | Level 1 | 27010 | 162.2481
11708 | STORAGE | Level 11 | 28610 | 46.6673
11717 | SERVICE ROOM | Level 11 | 28610 | 185.2091
11718 | STORAGE | Level 11 | 28610 | 231.4121
11719 | CONFERENCE ROOM | Level 11 | 28610 | 1163.5812
1354A | CORRIDOR | Level 1 | 27010 | 57.4441
1354B | TREATMENT | Level 1 | 27010 | 161.6
1355A | TOILET | Level 1 | 27010 | 60.1172
1355B | DICTATION - MD | Level 1 | 27010 | 81.554
1356A | ELEC | Level 1 | 28450 | 36.9694
1360A | TOILET | Level 1 | 27010 | 63.3507
1361A | STORAGE | Level 1 | 27010 | 51.5924
4052 A/B/C |  | Level 4 | VACANT | 456.9974
4058 A/B/C |  | Level 4 | VACANT | 471.1945
4101A | ELEC | Level 4 | 28450 | 139.9621
G141 | CASE MGMT | Level GL | 28756 | 21.9375
G142 | CASE MGMT | Level GL | 28756 | 23.0111
G143 | CASE MGMT | Level GL | 28756 | 22.1658
G144 | CASE MGMT | Level GL | 28756 | 20.7826
G145 | CASE MGMT | Level GL | 28756 | 21.0109
G146 | CASE MGMT | Level GL | 28756 | 52.2809
G147 | CASE MGMT | Level GL | 28756 | 102.2526
G148 | CASE MGMT | Level GL | 28756 | 113.1253
G160 | LOUNGE | Level GL | 28710 | 1279.6092
G160A | TOILET | Level GL | 28710 | 95.7842
G160B | TOILET | Level GL | 28710 | 117.1607
G205 | ENVIRONMENTAL SERVICES SERVICE STORAGE | Level GL | 28460 | 239.9734
G210 | TRANSPORT | Level GL | 28370 | 543.5047
3766 | WAITING | Level 3 | 26441 | 310.5384
G210A | OFFICE | Level GL | 28370 | 124.5174
G210B | OFFICE | Level GL | 28370 | 228.199
G215 | TRANSPORTATION | Level GL | 28370 | 558.7169
G220 | OFFICE - TRANSPORTATION | Level GL | 28370 | 95.3004
G225 | OFFICE | Level GL | 28340 | 128.4386
G230 | CONFERENCE | Level GL | 28460 | 307.9304
G235 | OFFICE | Level GL | 28460 | 172.6317
G240 | OFFICE | Level GL | 28460 | 407.2437
G240A | OFFICE | Level GL | 28460 | 167.1711
2723 | MECH | Level 2 | 28450 | 763.5492
2724 | NEUROPSYCH / PRIVATE TREATMENT | Level 2 | 27779 | 121.444
2725 | NEUROPSYCH / PRIVATE TREATMENT | Level 2 | 27779 | 120.7809
2726 | NEUROPSYCH / PRIVATE TREATMENT | Level 2 | 27779 | 122.0924
2727 | NEUROPSYCH / PRIVATE TREATMENT | Level 2 | 27779 | 163.2337
2728 | SPLINT ROOM | Level 2 | 27779 | 168.7169
2730 | ACCESSIBLE STAFF TOILET | Level 2 | 27779 | 51.8555
2731 | ACCESSIBLE PATIENT TOILET | Level 2 | 27779 | 52.2932
2732 | CLEAN UTILITY | Level 2 | 27779 | 129.9012
2733 | STAFF LOUNGE | Level 2 | 27779 | 144.2244
G250 | MECH | Level GL | 28450 | 2201.4002
G255 | STORAGE | Level GL | 28460 | 554.5564
G265 | STORAGE | Level GL | 28460 | 108.6893
4131A | TOILET - STAFF | Level 4 | 26010 | 28.8829
G265A | STORAGE | Level GL | 28460 | 242.4657
G265B | STORAGE | Level GL | 28460 | 194.0842
G275 | DATA / TELE - PBX | Level GL | 28470 | 288.6554
G280 | OFFICE | Level GL | 28470 | 71.4645
G282 | COMPUTER | Level GL | 28470 | 223.4808
G284 | OFFICE | Level GL | 28470 | 221.0376
G285 | TELE | Level GL | 28470 | 405.0959
G286 | MAIL ROOM | Level GL | 28400 | 68.376
G295 | TELE SWITCH ROOM | Level GL | 28470 | 269.0996
G295A | STORAGE | Level GL | 28470 | 369.7832
G300 | MECH | Level GL | 28450 | 1843.602
G301 | MECH | Level GL | 28450 | 826.0658
G302 | MECH | Level GL | 28450 | 161.9331
G303 | MECH | Level GL | 28450 | 207.7572
G304 | ENGINEERING SHOP | Level GL | 28450 | 1016.0134
G305 | ENGINEERING SHOP | Level GL | 28450 | 597.3125
G315 | FILE STORAGE | Level GL | 27630 | 1101.4731
G330 | MECH | Level GL | 27630 | 623.0908
1361B | STORAGE | Level 1 | 27010 | 57.4547
2734 | SOILED UTILITY | Level 2 | 27779 | 97.86
3768 | ACCESSIBLE TOILET | Level 3 | 26441 | 48.338
4139A | STORAGE | Level 4 | 26010 | 53.9991
5720 | SOILED UTILITY | Level 5 | 26153 | 151.5401
G710 | MATERIALS STORAGE | Level GL | 28402 | 534.1316
G710A | MATERIALS STORAGE | Level GL | 28402 | 981.068
G714 | REPAIR ROOM | Level GL | 27740 | 125.8381
G715 | TREATMENT - NEG PRESS | Level GL | 27740 | 179.0295
G716 | BLOOD BORNE INFECT NEG PRESS | Level GL | 27740 | 175.1068
G717 | CLEAN UTILITY / STORAGE | Level GL | 27740 | 176.029
G718 | JANITOR - DIALYSIS | Level GL | 28460 | 58.2672
G720 | EXAM | Level GL | 27740 | 211.6923
G721 | OFFICE | Level GL | 27740 | 134.8794
3769 | ACCESSIBLE TOILET | Level 3 | 26441 | 49.0457
3001A | LINEN | Level 3 | 28350 | 17.6145
3002 A/B |  | Level 3 | VACANT | 334.0655
3006 A/B |  | Level 3 | VACANT | 328.1627
3009A | STORAGE | Level 3 | VACANT | 8.4022
3013A | STORAGE | Level 3 | VACANT | 10.2951
3017B | NURSE STATION | Level 3 | VACANT | 236.9215
3042 A/B/C/D |  | Level 3 | VACANT | 625.0533
3052 A/B/C |  | Level 3 | VACANT | 469.4614
3058 A/B/C |  | Level 3 | VACANT | 456.8633
3059A | OFFICE | Level 3 | VACANT | 42.818
3059B | OFFICE | Level 3 | VACANT | 40.5479
3113A | ELEC | Level 3 | 28450 | 18.9161
FCM L-04 | CORRIDOR | Level LL | COMMON | 628.904
NRT L-01 | ELEVATOR | Level LL | N/A | 631.4179
1365A | CONTROL ROOM | Level 1 | 27010 | 80.291
1365B | DARK ROOM | Level 1 | 27010 | 36.1158
1382A | SOILED UTILITY | Level 1 | 27010 | 135.5447
1383A | TOILET | Level 1 | 27010 | 71.1309
G722 | ACCESSIBLE STAFF TOILET | Level GL | 27740 | 91.9646
2735 | PHYSICAL THERAPY WORKSPACE | Level 2 | 27779 | 355.7658
3122A | SUPPLY | Level 3 | 27420 | 87.8943
4141A | JANITOR | Level 4 | 28460 | 34.0575
5721 | PATIENT ROOM | Level 5 | 26153 | 281.5966
BCM 6-02 | MECH | Level 6 | 28450 | 1051.8372
BCM 7-01 | MECH | Level 7 | 28450 | 1082.1302
8752A | TELEMETRY | Level 8 | 26152 | 58.0468
9752A | TELEMETRY | Level 9 | 26154 | 58.0464
10760 | IT | Level 10 | 38480 | 209.0001
G723 | STORAGE | Level GL | 27740 | 105.6089
G724 | SOILED UTILITY | Level GL | 27740 | 93.5805
G725 | STAFF LOUNGE | Level GL | 27740 | 150.7133
G726 | INPATIENT DIALYSIS | Level GL | 27740 | 1642.0504
G727 | NURSE STATION | Level GL | 27740 | 233.794
BCM 1400 | MECH | Level 1 | 28450 | 558.0417
2736 | GYM | Level 2 | 27779 | 2414.3218
G729 | STORAGE | Level GL | 27740 | 91.5441
2737 | PRIVATE TREATMENT/ ASSISTIVE TECH | Level 2 | 27779 | 130.4206
G730 | WATER TREATMENT | Level GL | 27740 | 163.1485
G731 | ACCESSIBLE PATIENT TOILET | Level GL | 27740 | 52.7246
G737 | MECH | Level GL | 28450 | 999.6344
G738 | OFFICE | Level GL | 27710 | 101.1636
G739 | OFFICE - BUYER | Level GL | 27710 | 102.0443
G740 | OFFICE - PYXIS | Level GL | 27710 | 113.4242
2738 | PRIVATE TREATMENT ROOM | Level 2 | 27779 | 122.5366
2739 | OCCUPATIONAL THERAPY | Level 2 | 27779 | 486.1496
2742 | RECEPTION | Level 2 | 27779 | 313.7808
2743 | MECH | Level 2 | 28450 | 812.1013
3124A | STORAGE | Level 3 | 28450 | 62.0995
4141B | MEDICATION | Level 4 | 26010 | 84.3575
5722 | PATIENT ROOM | Level 5 | 26153 | 292.111
BCM 1763 | MAIN RECEPTION DESK | Level 1 | COMMON | 265.6344
BCM 1764 | VESTIBULE | Level 1 | COMMON | 156.8773
BCM 1766 | WAITING / BUILDING LOBBY | Level 1 | COMMON | 5951.6393
BCM 1767 | VESTIBULE | Level 1 | COMMON | 157.9565
G741 | STORAGE - CLEAN | Level GL | 27710 | 216.1628
G742 | STAFF LOUNGE | Level GL | 27710 | 196.9706
G743 | ORDER ENTRY | Level GL | 27710 | 1918.4787
G744 | ANTE ROOM | Level GL | 27710 | 233.876
G745 | IV MIX | Level GL | 27710 | 217.9721
FCM 1-01 | CORRIDOR | Level 1 | COMMON | 5439.372
FCM 1-02 | CORRIDOR | Level 1 | COMMON | 1634.1972
FCM 1021 | TOILET - MENS | Level 1 | COMMON | 92.332
FCM 1022 | TOILET - WOMENS | Level 1 | COMMON | 93.4585
FCM 1-03 | CORRIDOR | Level 1 | COMMON | 2350.1327
FCM 1-04 | CORRIDOR | Level 1 | COMMON | 120.5509
FCM 1-06 | CORRIDOR | Level 1 | COMMON | 1283.1853
FCM 1-07 | CORRIDOR | Level 1 | COMMON | 1569.6206
FCM 1-08 | CORRIDOR | Level 1 | COMMON | 285.3141
FCM 1-09 | CORRIDOR | Level 1 | COMMON | 3111.3657
FCM 1-10 | CORRIDOR | Level 1 | COMMON | 179.6387
FCM 1101 | TOILET | Level 1 | COMMON | 71.7856
FCM 1102 | TOILET | Level 1 | COMMON | 81.0645
FCM 10707 | STAIR VESTIBULE | Level 10 | COMMON | 74.4688
FCM 10732 | STAIR VESTIBULE | Level 10 | COMMON | 103.9398
FCM 10768 | ACCESSIBLE TOILET | Level 10 | COMMON | 50.058
FCM 10769 | ACCESSIBLE TOILET | Level 10 | COMMON | 52.5756
FCM 10770 | CORRIDOR | Level 10 | COMMON | 3087.442
FCM 10771 | CORRIDOR | Level 10 | COMMON | 2059.6341
FCM 10775 | SERVICE ELEVATOR LOBBY | Level 10 | COMMON | 255.0285
FCM 1104 | WAITING | Level 1 | COMMON | 694.748
FCM 1-11 | CORRIDOR | Level 1 | COMMON | 230.5116
FCM 1-12 | CORRIDOR | Level 1 | COMMON | 437.3382
FCM 11706 | STAIR VESTIBULE | Level 11 | COMMON | 69.1718
FCM 11710 | ACCESSIBLE WOMENS TOILET | Level 11 | COMMON | 247.8762
FCM 11712 | ELEVATOR LOBBY | Level 11 | COMMON | 645.5217
FCM 11713 | ELEVATOR LOBBY | Level 11 | COMMON | 304.5622
FCM 11715 | ACCESSIBLE MENS TOILET | Level 11 | COMMON | 163.5727
FCM 12704 | STAIR VESTIBULE | Level 12 | COMMON | 95.2092
FCM 1707 | STAIR VESTIBULE | Level 1 | COMMON | 103.4817
FCM 1709 | CORRIDOR | Level 1 | COMMON | 1207.3175
FCM 1739 | CORRIDOR | Level 1 | COMMON | 616.2422
FCM 1740 | SERVICE ELEVATOR LOBBY | Level 1 | COMMON | 259.1756
FCM 1741 | CORRIDOR | Level 1 | COMMON | 723.3654
FCM 1774 | ACCESSIBLE MENS TOILET | Level 1 | COMMON | 204.1281
FCM 1775 | ACCESSIBLE WOMENS TOILET | Level 1 | COMMON | 252.1362
FCM 1779 | VESTIBULE | Level 1 | COMMON | 171.3668
2749 | CORRIDOR | Level 2 | 27779 | 80.9413
2752 | CORRIDOR / OPEN AREA | Level 2 | 27779 | 1541.2957
2125A | OFFICE - SURGERY | Level 2 | 27420 | 55.0803
2127A | OFFICE - SURGERY | Level 2 | 27420 | 65.3609
2202 A/B |  | Level 2 | VACANT | 251.054
2206 A/B |  | Level 2 | VACANT | 254.3964
2210 A/B |  | Level 2 | VACANT | 240.1093
2214 A/B |  | Level 2 | VACANT | 240.1093
2218 A/B |  | Level 2 | VACANT | 254.3964
3125A | DARK ROOM | Level 3 | 27420 | 101.8819
4151A | TOILET - STAFF | Level 4 | 26010 | 36.0168
4151B | STORAGE | Level 4 | 26010 | 47.6054
4171A | LOCKERS | Level 4 | 26010 | 25.7509
4171B | STORAGE | Level 4 | 26010 | 21.4079
4201A | ALCOVE | Level 4 | 26185 | 19.8471
4202 A/B | SUSPENDED BEDS (2) | Level 4 | 26185 | 237.601
4206 A/B | SUSPENDED BEDS (2) | Level 4 | 26185 | 249.599
4210 A/B | SUSPENDED BEDS (2) | Level 4 | 26185 | 244.3354
4214 A/B | SUSPENDED BEDS (2) | Level 4 | 26185 | 248.569
4218 A/B | SUSPENDED BEDS (2) | Level 4 | 26185 | 244.7089
4222 A/B | SUSPENDED BEDS (2) | Level 4 | 26185 | 244.8547
4226 A/B | SUSPENDED BEDS (2) | Level 4 | 26185 | 248.4231
4230 A/B | SUSPENDED BEDS (2) | Level 4 | 26185 | 244.4812
4234 A/B | SUSPENDED BEDS (2) | Level 4 | 26185 | 249.4532
4238 A/B | SUSPENDED BEDS (2) | Level 4 | 26185 | 226.0289
4246 A/B/C/D | SUSPENDED BEDS (4) | Level 4 | 26185 | 421.3141
4254 A/B | SUSPENDED BEDS (2) | Level 4 | 26185 | 234.3343
4258 A/B | SUSPENDED BEDS (2) | Level 4 | 26185 | 252.1977
4262 A/B | SUSPENDED BEDS (2) | Level 4 | 26185 | 241.3615
5723 | EQUIPMENT STORAGE | Level 5 | 26153 | 111.3113
5724 | OFFICE - SHARED | Level 5 | 26153 | 100.7385
5725 | PATIENT ROOM | Level 5 | 26153 | 293.15
5726 | LINEN ALCOVE | Level 5 | 26153 | 25.2179
5727 | ACCESSIBLE ISOLATION ROOM | Level 5 | 26153 | 289.7981
5728 | ANTE ROOM | Level 5 | 26153 | 102.0738
5729 | ACCESSIBLE ISOLATION ROOM | Level 5 | 26153 | 288.2513
5734 | EQUIPMENT STORAGE | Level 5 | 26153 | 146.9736
5735 | STAFF LOUNGE | Level 5 | 26153 | 204.287
5736 | PATIENT ROOM | Level 5 | 26153 | 284.6633
5737 | PATIENT ROOM | Level 5 | 26153 | 292.5091
5738 | PATIENT ROOM | Level 5 | 26153 | 292.7222
5739 | PATIENT ROOM | Level 5 | 26153 | 283.4158
5741 | PATIENT ROOM | Level 5 | 26153 | 290.8045
5743 | PATIENT ROOM | Level 5 | 26153 | 317.5691
FCM 6707 | STAIR VESTIBULE | Level 6 | COMMON | 76.2239
FCM 6732 | STAIR VESTIBULE | Level 6 | COMMON | 113.0217
FCM 6768 | ACCESSIBLE TOILET | Level 6 | COMMON | 50.058
FCM 6769 | ACCESSIBLE TOILET | Level 6 | COMMON | 52.5756
FCM 6770 | CORRIDOR | Level 6 | COMMON | 3093.9439
FCM 6771 | CORRIDOR | Level 6 | COMMON | 1938.5762
FCM 6775 | SERVICE ELEVATOR LOBBY | Level 6 | COMMON | 255.0285
FCM 7707 | STAIR VESTIBULE | Level 7 | COMMON | 76.2239
FCM 7732 | STAIR VESTIBULE | Level 7 | COMMON | 113.0217
FCM 7768 | ACCESSIBLE TOILET | Level 7 | COMMON | 50.058
FCM 7769 | ACCESSIBLE TOILET | Level 7 | COMMON | 52.5756
FCM 7770 | CORRIDOR | Level 7 | COMMON | 3093.1811
FCM 7771 | CORRIDOR | Level 7 | COMMON | 1939.8874
FCM 7775 | SERVICE ELEVATOR LOBBY | Level 7 | COMMON | 255.0285
FCM 8707 | STAIR VESTIBULE | Level 8 | COMMON | 76.2267
FCM 8732 | STAIR VESTIBULE | Level 8 | COMMON | 113.0025
FCM 8768 | ACCESSIBLE TOILET | Level 8 | COMMON | 50.058
FCM 8769 | ACCESSIBLE TOILET | Level 8 | COMMON | 52.5756
FCM 8770 | CORRIDOR | Level 8 | COMMON | 3092.6797
FCM 8771 | CORRIDOR | Level 8 | COMMON | 1939.4917
FCM 8775 | SERVICE ELEVATOR LOBBY | Level 8 | COMMON | 254.9978
FCM 9707 | VESTIBULE | Level 9 | COMMON | 76.2249
FCM 9732 | STAIR VESTIBULE | Level 9 | COMMON | 103.9787
FCM 9768 | ACCESSIBLE TOILET | Level 9 | COMMON | 50.058
FCM 9769 | ACCESSIBLE TOILET | Level 9 | COMMON | 52.5756
FCM 9770 | CORRIDOR | Level 9 | COMMON | 3075.228
FCM 9771 | CORRIDOR | Level 9 | COMMON | 1938.7693
FCM 9775 | SERVICE ELEVATOR LOBBY | Level 9 | COMMON | 255.0137
2222 A/B |  | Level 2 | VACANT | 254.3964
2226 A/B |  | Level 2 | VACANT | 240.1093
2230 A/B | DIETARY DISASTER STORAGE | Level 2 | 28340 | 240.1093
2234 A/B | DIETARY DISASTER STORAGE | Level 2 | 28340 | 254.3964
2238 A/B | DIETARY DISASTER STORAGE | Level 2 | 28340 | 235.5894
G746 | CHEMO | Level GL | 27710 | 122.5994
G747 | TOILET VESTIBULE | Level GL | 27710 | 28.7303
G748 | ACCESSIBLE STAFF TOILET | Level GL | 27710 | 70.2708
G750 | COMPOUNDING | Level GL | 27710 | 232.9285
G751 | JANITOR | Level GL | 28460 | 38.9606
G752 | OFFICE | Level GL | 27710 | 84.7194
G755 | BREAK DOWN | Level GL | 27710 | 132.0227
G756 | RECEIVING | Level GL | 27710 | 99.9294
G761 | MECH | Level GL | 28450 | 5327.4892
G762 | FIRE PUMP ROOM | Level GL | 28450 | 774.5661
G764 | IT | Level GL | 38480 | 516.1914
G765 | ELEC | Level GL | 28450 | 345.7057
G766 | NORMAL POWER | Level GL | 28450 | 1770.8466
G767 | TRANSFER SWITCH ROOM | Level GL | 28450 | 506.425
G772 | JANITOR | Level GL | 28460 | 46.3996
L005 | CLINICAL ENG | Level LL | 28455 | 702.2415
NRT L-07 | STAIR | Level LL | N/A | 702.5859
L085D | EQUIP | Level LL | 28450 | 738.8903
L001B | CLINICAL ENG | Level LL | 28455 | 765.5183
L120 | STORAGE - EQUIP | Level LL | 27471 | 771.57
NRT L-32 | ELEVATORS | Level LL | N/A | 778.1641
L195 | ELEC - PGE VAULT | Level LL | 28450 | 785.0492
L170 | CPD PACK ROOM | Level LL | 27471 | 792.0282
L165 | MIS / DATA PROCESSING | Level LL | 28470 | 805.1146
L080 | BOILER ROOM | Level LL | 28450 | 855.2852
L165C | OFFICES | Level LL | 28470 | 859.1365
L125A | VESTIBULE | Level LL | 27471 | 916.9219
FCM L-05 | CORRIDOR | Level LL | COMMON | 944.1935
3128A | JANITOR | Level 3 | 28460 | 82.0674
3135A | STORAGE | Level 3 | 27420 | 137.8758
3137A | CONTROL | Level 3 | 27420 | 128.2263
3144A | RECOVERY - O R | Level 3 | 27420 | 800.7402
3144B | STORAGE | Level 3 | 27420 | 41.4712
3185A | CLEAN UTILITY | Level 3 | 27420 | 255.8725
3185B | CONSULT | Level 3 | 27420 | 100.8446
3185C | TOILET | Level 3 | 28402 | 29.5537
3185D | STORAGE | Level 3 | 27420 | 29.3427
3185E | OFFICE | Level 3 | 28402 | 103.9501
3185F | TOILET | Level 3 | 28402 | 26.2797
3201A | TOILET - STAFF | Level 3 | 27430 | 26.0016
3207B | NURSE STATION | Level 3 | 27430 | 197.9399
3221A | TOILET | Level 3 | 27430 | 23.2634
NRT 1-01 | ELEVATORS | Level 1 | N/A | 727.8302
NRT 1-02 | STAIR | Level 1 | N/A | 369.2243
NRT 1-03 | ELEVATORS | Level 1 | N/A | 421.6354
NRT 1-04 | NRT | Level 1 | N/A | 605.0142
NRT 1-05 | STAIR | Level 1 | N/A | 100.0622
NRT 1-06 | ELEVATOR | Level 1 | N/A | 163.73
NRT 1-07 | STAIR | Level 1 | N/A | 174.4051
NRT 1-08 | ELEVATOR | Level 1 | N/A | 107.7076
NRT 1-09 | STAIR | Level 1 | N/A | 156.6954
NRT 1-10 | NRT | Level 1 | N/A | 196.7882
NRT 1-11 | STAIR | Level 1 | N/A | 250.8753
NRT 1-12 | STAIR | Level 1 | N/A | 192.2373
NRT 1-14 | STAIR | Level 1 | N/A | 374.3552
NRT 1-15 | STAIR | Level 1 | N/A | 336.4602
NRT 1-16 | NRT | Level 1 | N/A | 62.6375
NRT 1-17 | NRT | Level 1 | N/A | 38.7667
NRT 1-18 | NRT | Level 1 | N/A | 57.252
NRT 1-19 | NRT |  | N/A | 0
NRT 1-20 | STAIR | Level 1 | N/A | 385.7395
NRT 1-21 | NRT | Level 1 | N/A | 171.0989
NRT 1-31 | NRT | Level 1 | N/A | 24.7699
NRT 1-32 | NRT | Level 1 | N/A | 50.9228
NRT 1-33 | NRT | Level 1 | N/A | 168.0606
NRT 1-34 | NRT | Level 1 | N/A | 49.1169
NRT 1-35 | NRT | Level 1 | N/A | 255.3562
NRT 10-31 | NRT | Level 10 | N/A | 61.9303
NRT 10-32 | NRT | Level 10 | N/A | 153.3834
NRT 10-33 | NRT | Level 10 | N/A | 110.3357
NRT 10-34 | NRT | Level 10 | N/A | 105.2829
NRT 10-35 | NRT | Level 10 | N/A | 196.816
NRT 10-36 | NRT | Level 10 | N/A | 21.2988
NRT 10701 | ELEVATORS | Level 10 | N/A | 847.6026
NRT 10708 | STAIR | Level 10 | N/A | 395.6453
NRT 10733 | STAIR | Level 10 | N/A | 491.1006
NRT 11701 | ELEVATORS | Level 11 | N/A | 692.3822
NRT 11707 | STAIR | Level 11 | N/A | 551.7051
NRT 11722 | STAIR | Level 11 | N/A | 543.9314
NRT 12-31 | NRT | Level 12 | N/A | 30.3647
NRT 12-32 | NRT | Level 12 | N/A | 178.4503
NRT 12705 | STAIR | Level 12 | N/A | 336.34
NRT 1701 | ELEVATORS | Level 1 | N/A | 842.7154
NRT 1708 | STAIR | Level 1 | N/A | 398.831
NRT 1711 | ELEVATOR | Level 1 | N/A | 174.8993
NRT 1757 | STAIR | Level 1 | N/A | 302.4164
2246 A/B/C/D |  | Level 2 | VACANT | 433.9
2275A | CASE MGMT | Level 2 | VACANT | 77.309
2281A | MEDICAL STAFF ADMIN | Level 2 | 28710 | 114.4467
2301A | OFFICE | Level 2 | 28340 | 129.5165
2302A | TRASH | Level 2 | 28340 | 25.0493
2303A | ELEC / MECH | Level 2 | 28450 | 84.3484
2308 A/B/C/D | OFFICE | Level 2 | 227-20118 | 380.3074
2340 A/B/C | OFFICE - INFECTION CONTROL | Level 2 | 38753 | 365.8187
2346 A/B/C | OFFICE | Level 2 | 227-20118 | 299.9807
2348 A/B | SUSPENDED BEDS (2) | Level 2 | 26173 | 310.6254
2396 A/B | SUSPENDED BEDS (2) | Level 2 | 26173 | 280.7065
C205 | CORRIDOR | Level 2 | 27420 | 719.821
C206 | CORRIDOR | Level 2 | 28450 | 177.4535
C207 | CORRIDOR | Level 2 | 26173 | 1583.1599
C208 | CORRIDOR | Level 2 | 26173 | 1480.6714
FCM 2707 | STAIR VESTIBULE | Level 2 | COMMON | 91.508
FCM 2709 | CORRIDOR | Level 2 | COMMON | 952.3945
FCM 2720 | STAIR VESTIBULE | Level 2 | COMMON | 71.9355
FCM 2744 | ACCESSIBLE WOMENS TOILET | Level 2 | COMMON | 48.8695
FCM 2745 | ACCESSIBLE MENS TOILET | Level 2 | COMMON | 98.7533
FCM 2746 | CORRIDOR | Level 2 | COMMON | 870.1539
FCM 2748 | CORRIDOR | Level 2 | COMMON | 1493.8587
FCM 2750 | SERVICE ELEVATOR LOBBY | Level 2 | COMMON | 257.5183
FCM 2751 | CORRIDOR | Level 2 | COMMON | 504.3574
FCM C201 | CORRIDOR | Level 2 | COMMON | 2372.5133
FCM C202 | CORRIDOR | Level 2 | COMMON | 714.3726
FCM C203 | CORRIDOR | Level 2 | COMMON | 798.724
FCM C204 | CORRIDOR | Level 2 | COMMON | 2472.1632
FCM C209 | CORRIDOR | Level 2 | COMMON | 477.8247
NRT 2-01 | STAIR | Level 2 | N/A | 225.2618
NRT 2-02 | STAIR | Level 2 | N/A | 337.3668
NRT 2-03 | STAIR | Level 2 | N/A | 936.781
NRT 2-04 | ELEVATOR | Level 2 | N/A | 642.4155
NRT 2-05 | STAIR | Level 2 | N/A | 248.4998
NRT 2-06 | STAIR | Level 2 | N/A | 132.6824
NRT 2-07 | ELEVATOR | Level 2 | N/A | 134.7541
NRT 2-08 | STAIR | Level 2 | N/A | 258.7082
NRT 2-09 | STAIR | Level 2 | N/A | 191.4109
NRT 2-10 | NRT | Level 2 | N/A | 117.5613
NRT 2-11 | NRT | Level 2 | N/A | 100.4013
NRT 2-12 | NRT | Level 2 | N/A | 56.0608
3221B | TOILET | Level 3 | 27430 | 37.2731
3222A | TOILET | Level 3 | 27430 | 118.059
3223A | TOILET | Level 3 | 27430 | 122.2368
3225A | LOCKERS | Level 3 | 27430 | 101.9202
3225B | OFFICE | Level 3 | 27420 | 77.5622
3225C | LOUNGE | Level 3 | 27420 | 203.8784
3331A | JANITOR | Level 3 | 28460 | 15.1945
3341A | STORAGE | Level 3 | 26172 | 5.9976
3346 A/B | SUSPENDED BEDS (2) | Level 3 | 26172 | 283.5573
3350 A/B | SUSPENDED BEDS (2) | Level 3 | 26172 | 269.8589
3354 A/B | SUSPENDED BEDS (2) | Level 3 | 26172 | 358.5455
3367A | SOILED UTILITY | Level 3 | 26172 | 9.5374
3368 A/B | SUSPENDED BED | Level 3 | 26172 | 438.9775
3385A | STORAGE | Level 3 | 26172 | 10.2278
3387A | LOCKERS | Level 3 | 26172 | 108.5785
3390 A/B | SUSPENDED BEDS (2) | Level 3 | 26172 | 437.1573
3396A | TOILET | Level 3 | 26172 | 36.7483
3396B | SHOWER | Level 3 | 26172 | 26.3352
3721A | ACCESSIBLE PATIENT TOILET | Level 3 | 26441 | 82.1394
3721B | ANTE ROOM | Level 3 | 26441 | 53.9601
3766A | OFFICE | Level 3 | 26441 | 107.9623
C303 | CORRIDOR | Level 3 | VACANT | 2168.1605
C306 | CORRIDOR | Level 3 | 27430 | 2053.1368
C308 | CORRIDOR | Level 3 | 27420 | 3931.7961
C309 | CORRIDOR | Level 3 | 27420 | 2488.0884
C310 | CORRIDOR | Level 3 | 26172 | 1536.2293
C311 | CORRIDOR | Level 3 | 26172 | 1508.662
FCM 3-01 | CORRIDOR | Level 3 | COMMON | 3372.8809
FCM 3-02 | CORRIDOR | Level 3 | COMMON | 584.0591
FCM 3-04 | CORRIDOR | Level 3 | COMMON | 825.5329
FCM 3-05 | CORRIDOR | Level 3 | COMMON | 740.2832
FCM 3-07 | CORRIDOR | Level 3 | COMMON | 1355.9686
FCM 3-12 | CORRIDOR | Level 3 | COMMON | 223.1803
FCM 3-13 | CORRIDOR | Level 3 | COMMON | 88.1665
4263A | LINEN | Level 4 | 28350 | 15.9236
4266 A/B | SUSPENDED BEDS (2) | Level 4 | 26185 | 245.8257
4270 A/B | SUSPENDED BEDS (2) | Level 4 | 26185 | 248.1466
4311D | NURSE STATION | Level 4 | 27760 | 114.746
4329A | OFFICE | Level 4 | 27720 | 66.4843
4329B | OFFICE | Level 4 | 27720 | 92.5757
4339A | STORAGE | Level 4 | 27720 | 12.7333
4341A | EXAM | Level 4 | 27777 | 82.9754
4341B | WORK ROOM | Level 4 | 27777 | 82.8123
4350A | DIALYSIS - 8 STATIONS | Level 4 | VACANT | 2022.8313
4350I | DIALYSIS - ISOL | Level 4 | VACANT | 119.6969
4350J | DIALYSIS - ISOL | Level 4 | VACANT | 125.96
4362A | LOCKERS | Level 4 | 27720 | 81.339
4362B | TOILET | Level 4 | 27720 | 78.3809
4362C | OFFICE | Level 4 | 27594 | 80.0693
4364A | SLEEP ROOM (KAISER) | Level 4 | 28610 | 90.8815
4364B | TOILET (KAISER) | Level 4 | 28610 | 54.429
4364C | SLEEP ROOM (KAISER) | Level 4 | 28610 | 87.1364
4365A | JANITOR / TOILET | Level 4 | 28460 | 28.287
4365B | TELE / DATA | Level 4 | 28460 | 14.1342
4366A | EEG (KAISER) | Level 4 | 27591 | 73.9971
4366B | EEG (KAISER) | Level 4 | 27591 | 59.6803
4366C | EEG (KAISER) | Level 4 | 27591 | 71.3667
4371A | SCHEDULING | Level 4 | 27591 | 76.3118
4721A | ACCESSIBLE PATIENT TOILET | Level 4 | 26440 | 82.0822
4721B | ANTE ROOM | Level 4 | 26440 | 54.0187
4766A | OFFICE | Level 4 | 26440 | 107.9676
C406 | CORRIDOR | Level 4 | 26010 | 1178.0411
C407 | CORRIDOR | Level 4 | 26010 | 1520.5329
C408 | CORRIDOR | Level 4 | VACANT | 2283.3603
C411 | CORRIDOR | Level 4 | 26185 | 2483.9721
FCM 4-01 | CORRIDOR | Level 4 | COMMON | 1355.5254
5744 | OFFICE - SHARED | Level 5 | 26153 | 126.5969
5745 | PATIENT ROOM | Level 5 | 26153 | 315.9183
5746 | PATIENT ROOM | Level 5 | 26153 | 315.9758
5747 | PATIENT ROOM | Level 5 | 26153 | 325.8293
5748 | PATIENT ROOM | Level 5 | 26153 | 310.6376
5749 | CLEAN UTILITY | Level 5 | 26153 | 150.5026
5750 | PATIENT ROOM | Level 5 | 26153 | 323.8986
5751 | PATIENT ROOM | Level 5 | 26153 | 324.9186
5752 | NURSE STATION | Level 5 | 26153 | 459.5455
5755 | PATIENT ROOM | Level 5 | 26153 | 312.3436
5756 | PATIENT ROOM | Level 5 | 26153 | 296.6855
5757 | PATIENT ROOM | Level 5 | 26153 | 308.5699
5758 | OFFICE - MGR | Level 5 | 26153 | 81.7712
5759 | PATIENT ROOM | Level 5 | 26153 | 296.6075
5760 | IT | Level 5 | 38480 | 228.6573
5761 | ELEC | Level 5 | 28450 | 246.6358
5762 | NOURISHMENT | Level 5 | 26153 | 142.5295
5763 | PATIENT ROOM | Level 5 | 26153 | 309.755
5764 | PATIENT ROOM | Level 5 | 26153 | 301.5114
5765 | ACCESSIBLE PATIENT ROOM | Level 5 | 26153 | 344.3309
5766 | WAITING | Level 5 | 26153 | 440.2722
5780 | PHYSICIAN WORK | Level 5 | 26153 | 120.6823
5781 | X-RAY ALCOVE | Level 5 | 26153 | 54.0513
5787 | CORRIDOR | Level 5 | 26153 | 481.871
5001A | ELEC | Level 5 | 28450 | 19.208
5002 A/B |  | Level 5 | VACANT | 323.7115
5006 A/B |  | Level 5 | VACANT | 337.9376
NRT 6-01 | STAIR | Level 6 | N/A | 254.2656
NRT 6-02 | STAIR | Level 6 | N/A | 18.3333
NRT 6-03 | NRT | Level 6 | N/A | 378.8333
NRT 6-04 | STAIR | Level 6 | N/A | 217.4236
NRT 6-05 | NRT | Level 6 | N/A | 13.7222
NRT 6-06 | NRT | Level 6 | N/A | 1073.3816
NRT 6-31 | NRT | Level 6 | N/A | 61.9303
NRT 6-32 | NRT | Level 6 | N/A | 153.3814
NRT 6-33 | NRT | Level 6 | N/A | 89.7085
NRT 6-34 | NRT | Level 6 | N/A | 105.1989
NRT 6-35 | NRT | Level 6 | N/A | 196.7787
NRT 6-36 | NRT | Level 6 | N/A | 21.2988
NRT 6701 | ELEVATORS | Level 6 | N/A | 843.436
NRT 6708 | STAIR | Level 6 | N/A | 394.8422
NRT 6733 | STAIR | Level 6 | N/A | 445.1054
NRT 7-01 | STAIR | Level 7 | N/A | 254.2656
NRT 7-02 | STAIR | Level 7 | N/A | 14.5833
NRT 7-03 | NRT | Level 7 | N/A | 378.8333
NRT 7-04 | NRT | Level 7 | N/A | 139.7969
NRT 7-31 | NRT | Level 7 | N/A | 61.9303
NRT 7-32 | NRT | Level 7 | N/A | 153.3814
NRT 7-33 | NRT | Level 7 | N/A | 89.7085
NRT 7-34 | NRT | Level 7 | N/A | 105.1837
NRT 7-35 | NRT | Level 7 | N/A | 196.7741
NRT 7-36 | NRT | Level 7 | N/A | 21.2988
NRT 7701 | ELEVATORS | Level 7 | N/A | 843.4359
NRT 7708 | STAIR | Level 7 | N/A | 394.8422
NRT 7733 | STAIR | Level 7 | N/A | 447.9639
NRT 8-31 | NRT | Level 8 | N/A | 61.9303
NRT 8-32 | NRT | Level 8 | N/A | 153.3835
NRT 8-33 | NRT | Level 8 | N/A | 110.3702
NRT 8-34 | NRT | Level 8 | N/A | 105.2069
NRT 8-35 | NRT | Level 8 | N/A | 196.7533
NRT 8-36 | NRT | Level 8 | N/A | 21.2988
NRT 8701 | ELEVATORS | Level 8 | N/A | 843.4359
NRT 8708 | STAIR | Level 8 | N/A | 394.9863
NRT 8733 | STAIR | Level 8 | N/A | 445.1794
NRT 9-31 | NRT | Level 9 | N/A | 61.9303
NRT 9-32 | NRT | Level 9 | N/A | 153.3814
NRT 9-33 | NRT | Level 9 | N/A | 110.3357
NRT 9-34 | NRT | Level 9 | N/A | 105.1825
NRT 9-35 | NRT | Level 9 | N/A | 196.7846
NRT 9-36 | NRT | Level 9 | N/A | 21.2988
NRT 9701 | ELEVATORS | Level 9 | N/A | 847.6026
NRT 9708 | STAIR | Level 9 | N/A | 391.965
NRT 9733 | STAIR | Level 9 | N/A | 446.8212
NRT G-01 | ELEVATORS | Level GL | N/A | 603.5253
NRT G-02 | ELEVATORS | Level GL | N/A | 503.9064
NRT G-03 | STAIR | Level GL | N/A | 335.7379
NRT G-04 | STAIR | Level GL | N/A | 155.3712
NRT G-05 | ELEVATOR | Level GL | N/A | 62.6497
NRT G-07 | NRT | Level GL | N/A | 35.84
NRT G-08 | NRT |  | N/A | 0
NRT G-15 | NRT | Level GL | N/A | 21.8436
NRT G-16 | NRT | Level GL | N/A | 88.6857
NRT G-17 | NRT | Level GL | N/A | 9.6673
NRT G-18 | STAIR | Level GL | N/A | 337.0134
NRT G-19 | NRT | Level GL | N/A | 14.4515
NRT G-20 | NRT | Level GL | N/A | 53.0239
NRT G-21 | STAIR | Level GL | N/A | 352.5538
NRT G-22 | NRT | Level GL | N/A | 27.4192
NRT G-23 | NRT | Level GL | N/A | 46.8884
NRT G-24 | STAIR | Level GL | N/A | 147.8855
NRT G-25 | NRT | Level GL | N/A | 29.6673
NRT G-26 | STAIR | Level GL | N/A | 148.6384
NRT G-27 | STAIR | Level GL | N/A | 87.8066
NRT G-28 | NRT | Level GL | N/A | 781.9677
NRT G-31 | NRT | Level GL | N/A | 23.4609
NRT G-32 | NRT | Level GL | N/A | 41.1154
NRT G-33 | NRT | Level GL | N/A | 62.8032
NRT G-34 | NRT | Level GL | N/A | 28.4208
NRT G-35 | STAIR | Level GL | N/A | 283.961
NRT G701 | ELEVATORS | Level GL | N/A | 844.7233
NRT G708 | STAIR | Level GL | N/A | 418.4375
NRT G711 | ELEVATOR | Level GL | N/A | 170.0522
NRT G754 | STAIR | Level GL | N/A | 365.0058
NRT G768 | STAIR | Level GL | N/A | 479.5347
FCM L-06 | CORRIDOR | Level LL | COMMON | 981.3278
L030 | DISTRIBUTION | Level LL | 28400 | 1017.5498
L080A | PURCHASING | Level LL | 28400 | 1077.4325
L185 | SWITCH | Level LL | 28450 | 1095.3134
NRT L-08 | NRT | Level LL | N/A | 1124.6458
L147 | EMERGENCY GENERATOR | Level LL | 28450 | 1192.1572
L130F | STORAGE - CLEAN AREA | Level LL | 28402 | 1305.537
FCM L-07 | CORRIDOR | Level LL | COMMON | 1342.862
L190 | BOILER ROOM | Level LL | 28450 | 1385.9478
FCM L-03 | CORRIDOR | Level LL | COMMON | 1761.4995
L718 | MATERIALS MGMT | Level LL | 28402 | 2018.3828
L075 | STORAGE - CENTRAL | Level LL | 28400 | 2376.408
L020 | LAUNDRY | Level LL | 28350 | 2738.8205
FCM L-01 | CORRIDOR | Level LL | COMMON | 2997.6975
L130 | STORAGE - STERILE | Level LL | 27471 | 3047.3735
NRT L-09 | NRT | Level LL | N/A | 9875.4753
NRT 2-13 | NRT | Level 2 | N/A | 132.5756
NRT 2-14 | NRT | Level 2 | N/A | 83.2414
NRT 2-15 | NRT | Level 2 | N/A | 117.1856
NRT 2-16 | NRT | Level 2 | N/A | 117.1856
NRT 2-17 | NRT | Level 2 | N/A | 117.1856
NRT 2-18 | NRT | Level 2 | N/A | 117.1856
NRT 2-19 | NRT | Level 2 | N/A | 5.5642
NRT 2-21 | NRT | Level 2 | N/A | 62.6144
NRT 2-23 | NRT | Level 2 | N/A | 42.4959
NRT 2-24 | NRT | Level 2 | N/A | 8.0572
NRT 2-25 | NRT | Level 2 | N/A | 44.3042
NRT 2-26 | NRT | Level 2 | N/A | 38.6443
NRT 2-27 | NRT | Level 2 | N/A | 105.424
NRT 2-28 | NRT | Level 2 | N/A | 47.9507
NRT 2-29 | NRT | Level 2 | N/A | 104.5729
NRT 2-30 | NRT | Level 2 | N/A | 14.5747
NRT 2-31 | NRT | Level 2 | N/A | 14.9184
NRT 2-32 | NRT | Level 2 | N/A | 11.2604
NRT 2-33 | STAIR | Level 2 | N/A | 188.9306
NRT 2-34 | STAIR | Level 2 | N/A | 112.0704
NRT 2-35 | NRT | Level 2 | N/A | 60.2698
NRT 2-36 | NRT | Level 2 | N/A | 41.1736
NRT 2-37 | NRT | Level 2 | N/A | 41.1736
NRT 2-41 | NRT | Level 2 | N/A | 57.5494
NRT 2-42 | NRT | Level 2 | N/A | 143.8177
NRT 2-43 | NRT | Level 2 | N/A | 274.0753
NRT 2701 | ELEVATORS | Level 2 | N/A | 834.5714
NRT 2708 | STAIR | Level 2 | N/A | 491.9576
NRT 2721 | STAIR | Level 2 | N/A | 489.0195
FCM 3191 | TOILET - WOMENS ADA | Level 3 | COMMON | 84.4076
FCM 3195 | TOILET - MENS | Level 3 | COMMON | 63.5489
FCM 3707 | STAIR VESTIBULE | Level 3 | COMMON | 91.5819
FCM 3732 | VESTIBULE | Level 3 | COMMON | 81.2834
FCM 3770 | CORRIDOR | Level 3 | COMMON | 3095.7699
FCM 3771 | CORRIDOR | Level 3 | COMMON | 2038.5792
FCM 3775 | SERVICE ELEVATOR LOBBY | Level 3 | COMMON | 255.3467
FCM 3777 | CORRIDOR | Level 3 | COMMON | 432.9045
NRT 3-01 | SW 1 | Level 3 | N/A | 357.4436
NRT 3-02 | SW 2 | Level 3 | N/A | 353.2381
NRT 3-03 | SW 3 | Level 3 | N/A | 900.2585
NRT 3-04 | SW 4 | Level 3 | N/A | 244.7848
NRT 3-05 | NRT | Level 3 | N/A | 547.8912
NRT 3-06 | SW 6 | Level 3 | N/A | 135.4534
NRT 3-07 | NRT | Level 3 | N/A | 198.9632
NRT 3-08 | SW 8 | Level 3 | N/A | 246.9841
NRT 3-09 | SW 9 | Level 3 | N/A | 192.2373
NRT 3-10 | NRT | Level 3 | N/A | 62.8423
NRT 3-11 | NRT | Level 3 | N/A | 68.6984
NRT 3-12 | NRT | Level 3 | N/A | 50.5978
NRT 3-13 | NRT | Level 3 | N/A | 19.9883
NRT 3-14 | NRT | Level 3 | N/A | 67.2264
NRT 3-15 | NRT | Level 3 | N/A | 181.516
NRT 3-16 | NRT | Level 3 | N/A | 146.13
NRT 3-17 | NRT | Level 3 | N/A | 34.3983
NRT 3-18 | NRT | Level 3 | N/A | 22.9921
NRT 3-19 | NRT | Level 3 | N/A | 58.7025
NRT 3-20 | NRT | Level 3 | N/A | 93.5491
NRT 3-21 | NRT | Level 3 | N/A | 38.4457
NRT 3-22 | NRT | Level 3 | N/A | 50.0524
NRT 3-23 | NRT | Level 3 | N/A | 41.6671
NRT 3-24 | NRT | Level 3 | N/A | 63.6511
NRT 3-25 | NRT | Level 3 | N/A | 26.7163
NRT 3-26 | NRT | Level 3 | N/A | 105.0046
NRT 3-31 | NRT | Level 3 | N/A | 57.7393
NRT 3-32 | NRT | Level 3 | N/A | 47.1197
NRT 3-33 | NRT | Level 3 | N/A | 9.0361
NRT 3-34 | NRT | Level 3 | N/A | 104.6704
NRT 3-35 | NRT | Level 3 | N/A | 95.8258
NRT 3701 | ELEVATORS 1-6 | Level 3 | N/A | 836.1517
NRT 3708 | STAIR 2 | Level 3 | N/A | 592.7141
FCM 4-02 | CORRIDOR | Level 4 | COMMON | 609.3934
FCM 4-03 | CORRIDOR | Level 4 | COMMON | 217.0205
FCM 4-04 | CORRIDOR | Level 4 | COMMON | 1030.0852
FCM 4-05 | CORRIDOR | Level 4 | COMMON | 664.4492
FCM 4-09 | CORRIDOR | Level 4 | COMMON | 849.9453
FCM 4-10 | CORRIDOR | Level 4 | COMMON | 1176.4024
FCM 4101 | TOILET - MENS | Level 4 | COMMON | 85.2232
FCM 4103 | TOILET - WOMENS | Level 4 | COMMON | 73.9709
FCM 4363 | TOILET - ADA | Level 4 | COMMON | 62.1148
FCM 4401 | CORRIDOR | Level 4 | COMMON | 452.6379
FCM 4707 | STAIR VESTIBULE | Level 4 | COMMON | 91.6297
FCM 4732 | VESTIBULE | Level 4 | COMMON | 81.2983
FCM 4768 | ACCESSIBLE TOILET | Level 4 | COMMON | 48.3203
FCM 4769 | ACCESSIBLE TOILET | Level 4 | COMMON | 48.8155
FCM 4770 | CORRIDOR | Level 4 | COMMON | 3100.7522
FCM 4771 | CORRIDOR | Level 4 | COMMON | 2039.6101
FCM 4775 | SERVICE ELEVATOR LOBBY | Level 4 | COMMON | 255.3459
FCM 4777 | CORRIDOR | Level 4 | COMMON | 450.6012
NRT 4-01 | STAIR | Level 4 | N/A | 390.0412
NRT 4-02 | STAIR | Level 4 | N/A | 398.2689
NRT 4-03 | STAIR | Level 4 | N/A | 848.8761
NRT 4-04 | STAIR | Level 4 | N/A | 238.3957
NRT 4-05 | ELEVATORS | Level 4 | N/A | 478.2083
NRT 4-06 | STAIR | Level 4 | N/A | 70.7885
NRT 4-07 | ELEVATOR | Level 4 | N/A | 150.8023
NRT 4-08 | STAIR | Level 4 | N/A | 248.4872
NRT 4-09 | STAIR | Level 4 | N/A | 192.2372
NRT 4-10 | NRT | Level 4 | N/A | 10.5255
NRT 4-11 | NRT | Level 4 | N/A | 140.502
NRT 4-12 | NRT | Level 4 | N/A | 93.1225
NRT 4-13 | NRT | Level 4 | N/A | 33.8921
NRT 4-14 | NRT | Level 4 | N/A | 9.8676
NRT 4-15 | NRT | Level 4 | N/A | 67.7218
NRT 4-16 | NRT | Level 4 | N/A | 21.0039
NRT 4-17 | NRT | Level 4 | N/A | 60.6787
NRT 4-18 | NRT | Level 4 | N/A | 9.9167
NRT 4-19 | NRT | Level 4 | N/A | 24.4702
NRT 4-20 | NRT | Level 4 | N/A | 32.191
NRT 4-21 | NRT | Level 4 | N/A | 103.9021
NRT 4-22 | NRT | Level 4 | N/A | 16.0755
NRT 4-23 | NRT | Level 4 | N/A | 64.4203
NRT 4-24 | NRT | Level 4 | N/A | 42.9562
NRT 4-31 | NRT | Level 4 | N/A | 57.7393
NRT 4-32 | NRT | Level 4 | N/A | 146.3436
NRT 4-33 | NRT | Level 4 | N/A | 82.3177
NRT 4-34 | NRT | Level 4 | N/A | 104.7686
NRT 4-35 | NRT | Level 4 | N/A | 155.0137
NRT 4701 | ELEVATORS | Level 4 | N/A | 836.2153
NRT 4708 | STAIR | Level 4 | N/A | 512.933
5021A | NURSE STATION | Level 5 | VACANT | 11.4488
5027A | LOCKERS | Level 5 | VACANT | 75.7362
5036 A/B/C/D |  | Level 5 | VACANT | 592.337
5046 A/B/C |  | Level 5 | VACANT | 431.635
5052 A/B/C |  | Level 5 | VACANT | 457.1897
5102 A/B | 2 BEDS | Level 5 | 26177 | 320.2359
5106 A/B | 2 BEDS | Level 5 | 26177 | 316.6648
5113A | CLEAN UTILITY | Level 5 | 26177 | 122.4935
5139A | OFFICE | Level 5 | 27777 | 47.3311
5139B | OFFICE | Level 5 | 26177 | 56.4614
5164 A/B | 2 BEDS | Level 5 | 26177 | 311.3845
5168 A/B | 2 BEDS | Level 5 | 26177 | 311.9177
5172 A/B | 2 BEDS | Level 5 | 26177 | 311.9177
5176 A/B | 2 BEDS | Level 5 | 26177 | 311.9177
5180 A/B | 2 BEDS | Level 5 | 26177 | 311.9177
5184 A/B | 2 BEDS | Level 5 | 26177 | 311.9177
5193A | JANITOR | Level 5 | 28460 | 15.988
5200A | STORAGE | Level 5 | VACANT | 17.4267
5201A | LINEN | Level 5 | VACANT | 18.7199
5202 A/B |  | Level 5 | VACANT | 274.5374
5206 A/B |  | Level 5 | VACANT | 246.148
5210 A/B |  | Level 5 | VACANT | 261.1948
5214 A/B |  | Level 5 | VACANT | 246.148
5218 A/B |  | Level 5 | VACANT | 261.1948
5222 A/B |  | Level 5 | VACANT | 246.148
5226 A/B |  | Level 5 | VACANT | 261.1948
5230 A/B |  | Level 5 | VACANT | 246.148
5234 A/B |  | Level 5 | VACANT | 261.1948
5238 A/B |  | Level 5 | VACANT | 243.4356
5246 A/B |  | Level 5 | VACANT | 396.5569
5254 A/B |  | Level 5 | VACANT | 246.6929
5258 A/B |  | Level 5 | VACANT | 252.602
5261A | STORAGE | Level 5 | VACANT | 13.8246
5262 A/B |  | Level 5 | VACANT | 237.5551
5266 A/B |  | Level 5 | VACANT | 252.602
5270 A/B |  | Level 5 | VACANT | 237.5551
5285A | STORAGE | Level 5 | 28450 | 21.2679
5735A | ACCESSIBLE STAFF TOILET | Level 5 | 26153 | 65.109
5752A | TELEMETRY | Level 5 | 26153 | 58.018
C507 | CORRIDOR | Level 5 | 26177 | 2381.9081
C507A | CORRIDOR | Level 5 | 26177 | 794.3222
C508 | CORRIDOR | Level 5 | 26177 | 1691.1821
C509 | CORRIDOR | Level 5 | VACANT | 2470.6373
FCM 5-01 | CORRIDOR | Level 5 | COMMON | 991.2526
FCM 5-02 | CORRIDOR | Level 5 | COMMON | 706.3073
FCM 5-03 | CORRIDOR | Level 5 | COMMON | 1136.6724
FCM 5-04 | CORRIDOR | Level 5 | COMMON | 646.0741
FCM 5-05 | CORRIDOR | Level 5 | COMMON | 226.3222
FCM 5-06 | CORRIDOR | Level 5 | COMMON | 1756.7236
FCM 5193 | TOILET - MENS | Level 5 | COMMON | 116.5108
FCM 5194 | TOILET - WOMENS | Level 5 | COMMON | 132.1121
FCM 5707 | STAIR VESTIBULE | Level 5 | COMMON | 76.2239
FCM 5732 | STAIR VESTIBULE | Level 5 | COMMON | 80.7745
FCM 5768 | ACCESSIBLE TOILET | Level 5 | COMMON | 50.0583
FCM 5769 | ACCESSIBLE TOILET | Level 5 | COMMON | 52.5759
FCM 5770 | CORRIDOR | Level 5 | COMMON | 3174.506
FCM 5771 | CORRIDOR | Level 5 | COMMON | 1940.1334
FCM 5775 | SERVICE ELEVATOR LOBBY | Level 5 | COMMON | 255.0285
NRT 5-01 | STAIR | Level 5 | N/A | 323.9446
NRT 5-02 | STAIR | Level 5 | N/A | 344.9156
NRT 5-03 | STAIR | Level 5 | N/A | 879.8353
NRT 5-04 | ELEVATORS | Level 5 | N/A | 527.5806
NRT 5-05 | STAIR | Level 5 | N/A | 264.151
NRT 5-06 | STAIR | Level 5 | N/A | 192.2373
NRT 5-07 | NRT | Level 5 | N/A | 68.0976
NRT 5-08 | NRT | Level 5 | N/A | 24.6117
NRT 5-09 | NRT | Level 5 | N/A | 19.2518
NRT 5-10 | NRT | Level 5 | N/A | 15.6658
NRT 5-11 | NRT | Level 5 | N/A | 13.7948
NRT 5-12 | NRT | Level 5 | N/A | 17.3357
NRT 5-13 | NRT | Level 5 | N/A | 37.7306
NRT 5-14 | NRT | Level 5 | N/A | 51.0762
NRT 5-15 | NRT | Level 5 | N/A | 18.5585
NRT 5-16 | NRT | Level 5 | N/A | 16.3774
NRT 5-17 | NRT | Level 5 | N/A | 6.9801
NRT 5-18 | STAIR | Level 5 | N/A | 260.7512
NRT 5-31 | NRT | Level 5 | N/A | 61.9298
NRT 5-32 | NRT | Level 5 | N/A | 153.3835
NRT 5-33 | NRT | Level 5 | N/A | 89.7563
NRT 5-34 | NRT | Level 5 | N/A | 105.1837
NRT 5-35 | NRT | Level 5 | N/A | 196.7555
NRT 5-36 | NRT | Level 5 | N/A | 21.2988
NRT 5701 | ELEVATORS | Level 5 | N/A | 843.436
NRT 5708 | STAIR | Level 5 | N/A | 633.0591
NRT 3733 | STAIR 1 | Level 3 | N/A | 440.2735
NRT 4733 | STAIR | Level 4 | N/A | 440.3195
NRT 5733 | STAIR | Level 5 | N/A | 439.9639

## Cost Center Area Report
Room Number | Cost Center | Room Name | Level | Area (SF)
2005 | 26173 | STORAGE - EQPMT | Level 2 | 114.6021
2348 A/B | 26173 | SUSPENDED BEDS (2) | Level 2 | 310.6254
2349 | 26173 | TOILET - WOMENS ADA | Level 2 | 53.165
2351 | 26173 | TOILET - MENS ADA | Level 2 | 54.5361
2352 | 26173 | SUSPENDED BED | Level 2 | 225.537
2354 | 26173 | SUSPENDED BED | Level 2 | 297.0589
2355 | 26173 | BLANKET WARMING | Level 2 | 29.4983
3158 | 26010 | CONFERENCE | Level 3 | 243.077
3159 | 26010 | OFFICE | Level 3 | 75.9907
3160 | 26010 | 1 BED | Level 3 | 192.3303
3161 | 26010 | PRINTING | Level 3 | 40.7519
3162 | 26010 | 1 BED | Level 3 | 239.0613
3163 | 26010 | TOILET - STAFF | Level 3 | 42.5613
3164 | 26010 | 1 BED | Level 3 | 204.9817
3165 | 26010 | NURSE STATION | Level 3 | 141.8649
3166 | 26010 | 1 BED | Level 3 | 184.5554
3167 | 26010 | CLEAN UTILITY | Level 3 | 100.1391
3168 | 26010 | 1 BED | Level 3 | 211.8138
3169 | 26010 | PANTRY | Level 3 | 79.8729
3170 | 26010 | 1 BED | Level 3 | 198.3769
4106 | 26010 | CORRIDOR | Level 4 | 610.3229
4107 | 26010 | TOILET - STAFF | Level 4 | 48.5742
4108 | 26010 | ICU 3 | Level 4 | 217.9551
4109 | 26010 | PANTRY | Level 4 | 121.299
4110 | 26010 | 1 BED | Level 4 | 293.465
4111 | 26010 | LAB - ABG | Level 4 | 109.4677
4112 | 26010 | 1 BED | Level 4 | 261.2004
4113 | 26010 | CONFERENCE | Level 4 | 107.3602
4114 | 26010 | 1 BED | Level 4 | 255.8825
4115 | 26010 | LOCKERS | Level 4 | 98.3005
4116 | 26010 | 1 BED | Level 4 | 255.0705
4117 | 26010 | MEDICATION | Level 4 | 98.842
4118 | 26010 | 1 BED | Level 4 | 261.5094
4119 | 26010 | SOILED UTILITY | Level 4 | 95.8952
4120 | 26010 | 1 BED | Level 4 | 292.1036
4121 | 26010 | INTENSIVIST | Level 4 | 180.9507
4123 | 26010 | OFFICE | Level 4 | 154.9683
4125 | 26010 | OFFICE | Level 4 | 122.5317
4130 | 26010 | 1 BED - ISOL | Level 4 | 236.4904
4131 | 26010 | SHOWER | Level 4 | 51.9119
4131A | 26010 | TOILET - STAFF | Level 4 | 28.8829
4132 | 26010 | 1 BED | Level 4 | 208.9148
4134 | 26010 | 1 BED | Level 4 | 209.1314
4135 | 26010 | CLEAN UTILITY | Level 4 | 117.1363
4136 | 26010 | 1 BED | Level 4 | 209.1314
4137 | 26010 | CONFERENCE | Level 4 | 142.7311
4138 | 26010 | 1 BED | Level 4 | 209.0111
4139 | 26010 | PANTRY | Level 4 | 84.7872
4139A | 26010 | STORAGE | Level 4 | 53.9991
4140 | 26010 | 1 BED | Level 4 | 209.0051
4141 | 26010 | SOILED UTILITY | Level 4 | 111.0071
4141B | 26010 | MEDICATION | Level 4 | 84.3575
4142 | 26010 | 1 BED | Level 4 | 208.8584
4143 | 26010 | LOCKERS | Level 4 | 83.8907
4144 | 26010 | 1 BED | Level 4 | 209.0129
4145 | 26010 | TOILET - STAFF | Level 4 | 25.7833
4146 | 26010 | 1 BED | Level 4 | 209.0129
4147 | 26010 | CLEAN UTILITY | Level 4 | 125.4402
4148 | 26010 | 1 BED | Level 4 | 209.0129
4150 | 26010 | 1 BED | Level 4 | 208.9089
4151 | 26010 | SHOWER | Level 4 | 37.3893
4151A | 26010 | TOILET - STAFF | Level 4 | 36.0168
4151B | 26010 | STORAGE | Level 4 | 47.6054
4152 | 26010 | 1 BED | Level 4 | 219.5807
4154 | 26010 | ICU 4 | Level 4 | 224.2222
4155 | 26010 | ICU 5 | Level 4 | 228.4316
4156 | 26010 | CORRIDOR | Level 4 | 1324.4966
4160 | 26010 | 1 BED | Level 4 | 266.1689
4161 | 26010 | CONFERENCE / WORK | Level 4 | 149.1593
4162 | 26010 | 1 BED | Level 4 | 207.8742
4163 | 26010 | CLEAN UTILITY | Level 4 | 102.7735
4164 | 26010 | 1 BED | Level 4 | 211.9418
4165 | 26010 | WAITING | Level 4 | 828.7271
4166 | 26010 | 1 BED | Level 4 | 211.9418
4167 | 26010 | SOILED UTILITY | Level 4 | 88.7118
4168 | 26010 | 1 BED | Level 4 | 212.1268
4169 | 26010 | MEDICATION | Level 4 | 77.2143
4170 | 26010 | 1 BED | Level 4 | 211.7567
4171A | 26010 | LOCKERS | Level 4 | 25.7509
4171B | 26010 | STORAGE | Level 4 | 21.4079
4172 | 26010 | 1 BED | Level 4 | 212.0789
4173 | 26010 | PANTRY | Level 4 | 84.4759
4174 | 26010 | 1 BED | Level 4 | 183.1947
4176 | 26010 | 1 BED | Level 4 | 237.9765
4177 | 26010 | CLEAN UTILITY | Level 4 | 125.4557
4178 | 26010 | 1 BED | Level 4 | 245.7488
4180 | 26010 | 1 BED | Level 4 | 245.597
4181 | 26010 | LOUNGE | Level 4 | 105.2384
4182 | 26010 | 1 BED - ISOL | Level 4 | 278.8721
4183 | 26010 | QUIET ROOM | Level 4 | 89.4428
4184 | 26010 | ICU 1 | Level 4 | 219.9932
4185 | 26010 | EQUIP | Level 4 | 90.211
4186 | 26010 | ICU 2 | Level 4 | 238.203
4187 | 26010 | STORAGE | Level 4 | 131.4989
4190 | 26010 | CORRIDOR | Level 4 | 1243.9639
4193 | 26010 | STORAGE | Level 4 | 64.8445
C406 | 26010 | CORRIDOR | Level 4 | 1178.0411
C407 | 26010 | CORRIDOR | Level 4 | 1520.5329
8709 | 26152 | EQUIPMENT STORAGE | Level 8 | 434.0459
8710 | 26152 | PATIENT ROOM | Level 8 | 284.7963
8711 | 26152 | PATIENT ROOM | Level 8 | 291.0128
8712 | 26152 | PATIENT ROOM | Level 8 | 280.1143
8713 | 26152 | PATIENT ROOM | Level 8 | 295.6419
8715 | 26152 | ACCESSIBLE PATIENT TOILET | Level 8 | 73.1838
8716 | 26152 | MULTIPURPOSE ROOM | Level 8 | 123.054
8717 | 26152 | PATIENT ROOM | Level 8 | 284.7941
8718 | 26152 | ACCESSIBLE PATIENT ROOM | Level 8 | 382.9761
8719 | 26152 | MEDS | Level 8 | 143.7518
8720 | 26152 | SOILED UTILITY | Level 8 | 151.5213
8721 | 26152 | PATIENT ROOM | Level 8 | 281.9515
8722 | 26152 | PATIENT ROOM | Level 8 | 292.2489
8723 | 26152 | EQUIPMENT STORAGE | Level 8 | 111.2988
8724 | 26152 | OFFICE - SHARED | Level 8 | 100.6693
8725 | 26152 | PATIENT ROOM | Level 8 | 293.2113
8726 | 26152 | LINEN ALCOVE | Level 8 | 25.206
8727 | 26152 | ACCESSIBLE ISOLATION ROOM | Level 8 | 289.5835
8728 | 26152 | ANTE ROOM | Level 8 | 102.2884
8729 | 26152 | ACCESSIBLE ISOLATION ROOM | Level 8 | 288.2853
8734 | 26152 | EQUIPMENT STORAGE | Level 8 | 107.2563
8735 | 26152 | STAFF LOUNGE | Level 8 | 204.287
8735A | 26152 | ACCESSIBLE STAFF TOILET | Level 8 | 67.042
8736 | 26152 | PATIENT ROOM | Level 8 | 284.6633
8737 | 26152 | PATIENT ROOM | Level 8 | 292.5274
8738 | 26152 | PATIENT ROOM | Level 8 | 292.7222
8739 | 26152 | PATIENT ROOM | Level 8 | 283.4341
8741 | 26152 | PATIENT ROOM | Level 8 | 290.7716
8743 | 26152 | PATIENT ROOM | Level 8 | 317.1734
8744 | 26152 | OFFICE - SHARED | Level 8 | 126.6611
8745 | 26152 | PATIENT ROOM | Level 8 | 316.1701
8746 | 26152 | PATIENT ROOM | Level 8 | 316.2157
8747 | 26152 | PATIENT ROOM | Level 8 | 325.9365
8748 | 26152 | PATIENT ROOM | Level 8 | 311.0353
8749 | 26152 | CLEAN UTILITY | Level 8 | 150.48
8750 | 26152 | PATIENT ROOM | Level 8 | 323.8631
8751 | 26152 | PATIENT ROOM | Level 8 | 324.614
8752 | 26152 | NURSE STATION | Level 8 | 459.8753
8752A | 26152 | TELEMETRY | Level 8 | 58.0468
8755 | 26152 | PATIENT ROOM | Level 8 | 312.1708
8756 | 26152 | PATIENT ROOM | Level 8 | 296.5205
8757 | 26152 | PATIENT ROOM | Level 8 | 308.5703
8758 | 26152 | OFFICE - MGR | Level 8 | 81.7728
8759 | 26152 | PATIENT ROOM | Level 8 | 296.5659
8762 | 26152 | NOURISHMENT | Level 8 | 142.6168
8763 | 26152 | PATIENT ROOM | Level 8 | 309.8678
8764 | 26152 | PATIENT ROOM | Level 8 | 301.588
8765 | 26152 | ACCESSIBLE PATIENT ROOM | Level 8 | 344.4147
8766 | 26152 | WAITING | Level 8 | 440.0548
8780 | 26152 | PHYSICIAN WORK | Level 8 | 120.6838
8781 | 26152 | X-RAY ALCOVE | Level 8 | 54.0017
5709 | 26153 | EQUIPMENT STORAGE | Level 5 | 143.7311
5710 | 26153 | PATIENT ROOM | Level 5 | 284.9963
5711 | 26153 | PATIENT ROOM | Level 5 | 291.1849
5712 | 26153 | PATIENT ROOM | Level 5 | 280.2163
5713 | 26153 | PATIENT ROOM | Level 5 | 295.7458
5715 | 26153 | ACCESSIBLE PATIENT TOILET | Level 5 | 73.1819
5716 | 26153 | MULTIPURPOSE ROOM | Level 5 | 122.995
5717 | 26153 | PATIENT ROOM | Level 5 | 284.7954
5718 | 26153 | ACCESSIBLE PATIENT ROOM | Level 5 | 383.0839
5719 | 26153 | MEDS | Level 5 | 143.7316
5720 | 26153 | SOILED UTILITY | Level 5 | 151.5401
5721 | 26153 | PATIENT ROOM | Level 5 | 281.5966
5722 | 26153 | PATIENT ROOM | Level 5 | 292.111
5723 | 26153 | EQUIPMENT STORAGE | Level 5 | 111.3113
5724 | 26153 | OFFICE - SHARED | Level 5 | 100.7385
5725 | 26153 | PATIENT ROOM | Level 5 | 293.15
5726 | 26153 | LINEN ALCOVE | Level 5 | 25.2179
5727 | 26153 | ACCESSIBLE ISOLATION ROOM | Level 5 | 289.7981
5728 | 26153 | ANTE ROOM | Level 5 | 102.0738
5729 | 26153 | ACCESSIBLE ISOLATION ROOM | Level 5 | 288.2513
5734 | 26153 | EQUIPMENT STORAGE | Level 5 | 146.9736
5735 | 26153 | STAFF LOUNGE | Level 5 | 204.287
5735A | 26153 | ACCESSIBLE STAFF TOILET | Level 5 | 65.109
5736 | 26153 | PATIENT ROOM | Level 5 | 284.6633
5737 | 26153 | PATIENT ROOM | Level 5 | 292.5091
5738 | 26153 | PATIENT ROOM | Level 5 | 292.7222
5739 | 26153 | PATIENT ROOM | Level 5 | 283.4158
5741 | 26153 | PATIENT ROOM | Level 5 | 290.8045
5743 | 26153 | PATIENT ROOM | Level 5 | 317.5691
5744 | 26153 | OFFICE - SHARED | Level 5 | 126.5969
5745 | 26153 | PATIENT ROOM | Level 5 | 315.9183
5746 | 26153 | PATIENT ROOM | Level 5 | 315.9758
5747 | 26153 | PATIENT ROOM | Level 5 | 325.8293
5748 | 26153 | PATIENT ROOM | Level 5 | 310.6376
5749 | 26153 | CLEAN UTILITY | Level 5 | 150.5026
5750 | 26153 | PATIENT ROOM | Level 5 | 323.8986
5751 | 26153 | PATIENT ROOM | Level 5 | 324.9186
5752 | 26153 | NURSE STATION | Level 5 | 459.5455
5752A | 26153 | TELEMETRY | Level 5 | 58.018
5755 | 26153 | PATIENT ROOM | Level 5 | 312.3436
5756 | 26153 | PATIENT ROOM | Level 5 | 296.6855
5757 | 26153 | PATIENT ROOM | Level 5 | 308.5699
5758 | 26153 | OFFICE - MGR | Level 5 | 81.7712
5759 | 26153 | PATIENT ROOM | Level 5 | 296.6075
5762 | 26153 | NOURISHMENT | Level 5 | 142.5295
5763 | 26153 | PATIENT ROOM | Level 5 | 309.755
5764 | 26153 | PATIENT ROOM | Level 5 | 301.5114
5765 | 26153 | ACCESSIBLE PATIENT ROOM | Level 5 | 344.3309
5766 | 26153 | WAITING | Level 5 | 440.2722
5780 | 26153 | PHYSICIAN WORK | Level 5 | 120.6823
5781 | 26153 | X-RAY ALCOVE | Level 5 | 54.0513
5787 | 26153 | CORRIDOR | Level 5 | 481.871
9709 | 26154 | EQUIPMENT STORAGE | Level 9 | 436.9222
9710 | 26154 | PATIENT ROOM | Level 9 | 284.9963
9711 | 26154 | PATIENT ROOM | Level 9 | 291.1163
9712 | 26154 | PATIENT ROOM | Level 9 | 280.2163
9713 | 26154 | PATIENT ROOM | Level 9 | 295.7458
9715 | 26154 | TUB ROOM | Level 9 | 107.5604
9716 | 26154 | STORAGE | Level 9 | 99.5526
9717 | 26154 | PATIENT ROOM | Level 9 | 284.8141
9718 | 26154 | ACCESSIBLE PATIENT ROOM | Level 9 | 383.1166
9719 | 26154 | CLEAN UTILITY | Level 9 | 143.9295
9720 | 26154 | SOILED UTILITY | Level 9 | 151.5213
9721 | 26154 | PATIENT ROOM | Level 9 | 282.2729
9722 | 26154 | PATIENT ROOM | Level 9 | 291.8582
9723 | 26154 | EQUIPMENT STORAGE | Level 9 | 111.1939
9724 | 26154 | OFFICE - SHARED | Level 9 | 100.671
9725 | 26154 | PATIENT ROOM | Level 9 | 293.2672
9726 | 26154 | LINEN ALCOVE | Level 9 | 25.2355
9727 | 26154 | ACCESSIBLE ISOLATION ROOM | Level 9 | 289.5835
9728 | 26154 | ANTE ROOM | Level 9 | 102.2884
9729 | 26154 | ACCESSIBLE ISOLATION ROOM | Level 9 | 288.233
9734 | 26154 | EQUIPMENT STORAGE | Level 9 | 104.3979
9735 | 26154 | STAFF LOUNGE | Level 9 | 204.287
9735A | 26154 | ACCESSIBLE STAFF TOILET | Level 9 | 67.042
9736 | 26154 | PATIENT ROOM | Level 9 | 284.6816
9737 | 26154 | PATIENT ROOM | Level 9 | 292.5092
9738 | 26154 | PATIENT ROOM | Level 9 | 292.7405
9739 | 26154 | PATIENT ROOM | Level 9 | 283.3933
9741 | 26154 | PATIENT ROOM | Level 9 | 290.7741
9743 | 26154 | PATIENT ROOM | Level 9 | 317.1048
9744 | 26154 | OFFICE - SHARED | Level 9 | 126.6435
9745 | 26154 | PATIENT ROOM | Level 9 | 316.0893
9746 | 26154 | PATIENT ROOM | Level 9 | 316.2331
9747 | 26154 | PATIENT ROOM | Level 9 | 326.0889
9748 | 26154 | PATIENT ROOM | Level 9 | 311.1957
9749 | 26154 | NOURISHMENT | Level 9 | 150.48
9750 | 26154 | PATIENT ROOM | Level 9 | 324.2337
9751 | 26154 | PATIENT ROOM | Level 9 | 324.6725
9752 | 26154 | NURSE STATION | Level 9 | 460.768
9752A | 26154 | TELEMETRY | Level 9 | 58.0464
9755 | 26154 | PATIENT ROOM | Level 9 | 312.3474
9756 | 26154 | PATIENT ROOM | Level 9 | 296.6927
9757 | 26154 | PATIENT ROOM | Level 9 | 308.5699
9758 | 26154 | OFFICE - MGR | Level 9 | 81.7721
9759 | 26154 | PATIENT ROOM | Level 9 | 296.6059
9762 | 26154 | NOURISHMENT | Level 9 | 142.6782
9763 | 26154 | PATIENT ROOM | Level 9 | 309.8238
9764 | 26154 | PATIENT ROOM | Level 9 | 301.5115
9765 | 26154 | ACCESSIBLE PATIENT ROOM | Level 9 | 344.4663
9766 | 26154 | WAITING | Level 9 | 439.5232
9780 | 26154 | PHYSICIAN WORK | Level 9 | 120.679
9781 | 26154 | X-RAY ALCOVE | Level 9 | 54.0017
7709 | 26163 | EQUIPMENT STORAGE | Level 7 | 434.0459
7710 | 26163 | PATIENT ROOM | Level 7 | 284.8265
7711 | 26163 | PATIENT ROOM | Level 7 | 291.1163
7712 | 26163 | PATIENT ROOM | Level 7 | 280.044
7713 | 26163 | PATIENT ROOM | Level 7 | 296.3409
7715 | 26163 | ACCESSIBLE PATIENT TOILET | Level 7 | 73.1819
7716 | 26163 | MULTIPURPOSE ROOM | Level 7 | 123.0264
7717 | 26163 | PATIENT ROOM | Level 7 | 284.798
7718 | 26163 | ACCESSIBLE PATIENT ROOM | Level 7 | 383.0839
7719 | 26163 | MEDS | Level 7 | 143.7575
7720 | 26163 | SOILED UTILITY | Level 7 | 151.5213
7721 | 26163 | PATIENT ROOM | Level 7 | 281.8067
7722 | 26163 | PATIENT ROOM | Level 7 | 292.2374
7723 | 26163 | EQUIPMENT STORAGE | Level 7 | 111.2783
7724 | 26163 | OFFICE - SHARED | Level 7 | 100.701
7725 | 26163 | PATIENT ROOM | Level 7 | 293.2113
7726 | 26163 | LINEN ALCOVE | Level 7 | 25.2059
7727 | 26163 | ACCESSIBLE ISOLATION ROOM | Level 7 | 289.5835
7728 | 26163 | ANTE ROOM | Level 7 | 102.2884
7729 | 26163 | ACCESSIBLE ISOLATION ROOM | Level 7 | 288.3158
7734 | 26163 | EQUIPMENT STORAGE | Level 7 | 104.3979
7735 | 26163 | STAFF LOUNGE | Level 7 | 204.287
7735A | 26163 | ACCESSIBLE STAFF TOILET | Level 7 | 67.042
7736 | 26163 | PATIENT ROOM | Level 7 | 284.6633
7737 | 26163 | PATIENT ROOM | Level 7 | 292.5274
7738 | 26163 | PATIENT ROOM | Level 7 | 292.7222
7739 | 26163 | PATIENT ROOM | Level 7 | 283.3933
7741 | 26163 | PATIENT ROOM | Level 7 | 290.7964
7743 | 26163 | PATIENT ROOM | Level 7 | 317.1733
7744 | 26163 | OFFICE - SHARED | Level 7 | 126.6364
7745 | 26163 | PATIENT ROOM | Level 7 | 316.4185
7746 | 26163 | PATIENT ROOM | Level 7 | 316.4378
7747 | 26163 | PATIENT ROOM | Level 7 | 325.9932
7748 | 26163 | PATIENT ROOM | Level 7 | 310.7134
7749 | 26163 | CLEAN UTILITY | Level 7 | 150.48
7750 | 26163 | PATIENT ROOM | Level 7 | 324.2673
7751 | 26163 | PATIENT ROOM | Level 7 | 324.8501
7752 | 26163 | NURSE STATION | Level 7 | 460.3597
7752A | 26163 | TELEMETRY | Level 7 | 58.018
7755 | 26163 | PATIENT ROOM | Level 7 | 312.3447
7756 | 26163 | PATIENT ROOM | Level 7 | 296.6855
7757 | 26163 | PATIENT ROOM | Level 7 | 308.57
7758 | 26163 | OFFICE - MGR | Level 7 | 81.7721
7759 | 26163 | PATIENT ROOM | Level 7 | 296.6076
7762 | 26163 | NOURISHMENT | Level 7 | 142.6766
7763 | 26163 | PATIENT ROOM | Level 7 | 309.7579
7764 | 26163 | PATIENT ROOM | Level 7 | 301.5115
7765 | 26163 | ACCESSIBLE PATIENT ROOM | Level 7 | 344.331
7766 | 26163 | WAITING | Level 7 | 440.1276
7780 | 26163 | PHYSICIAN WORK | Level 7 | 120.6823
7781 | 26163 | X-RAY ALCOVE | Level 7 | 54.0017
3341 | 26172 | TOILET - ADA | Level 3 | 73.3489
3342 | 26172 | ISOL - NEG PRESS | Level 3 | 357.8028
3343 | 26172 | TOILET - ADA | Level 3 | 69.2694
3358 | 26172 | SUSPENDED BED | Level 3 | 234.6101
3359 | 26172 | CONFERENCE | Level 3 | 115.9107
3360 | 26172 | SUSPENDED BED | Level 3 | 204.3648
3361 | 26172 | NURSE STATION | Level 3 | 147.0946
3362 | 26172 | SUSPENDED BED | Level 3 | 225.7476
3363 | 26172 | MEDICATION | Level 3 | 74.3594
3364 | 26172 | SUSPENDED BED | Level 3 | 214.6759
3365 | 26172 | CLEAN UTILITY | Level 3 | 115.3887
3366 | 26172 | SUSPENDED BED | Level 3 | 215.0544
3367 | 26172 | SOILED UTILITY | Level 3 | 78.2516
3371 | 26172 | PANTRY | Level 3 | 67.0502
3372 | 26172 | SUSPENDED BED | Level 3 | 213.5416
3373 | 26172 | TOILET - STAFF | Level 3 | 52.3395
3374 | 26172 | SUSPENDED BED | Level 3 | 222.801
3375 | 26172 | PCC | Level 3 | 81.6212
3376 | 26172 | SUSPENDED BED | Level 3 | 213.5416
3378 | 26172 | SUSPENDED BED | Level 3 | 206.9079
3380 | 26172 | SUSPENDED BED | Level 3 | 228.3872
3382 | 26172 | SUSPENDED BED | Level 3 | 189.6374
3383 | 26172 | STORAGE | Level 3 | 24.5412
3384 | 26172 | SUSPENDED BED | Level 3 | 224.7349
3386 | 26172 | SUSPENDED BED | Level 3 | 209.291
3387 | 26172 | LOUNGE - STAFF | Level 3 | 202.0249
3388 | 26172 | SUSPENDED BED | Level 3 | 235.8294
3389 | 26172 | STORAGE | Level 3 | 33.3435
3394 | 26172 | SUSPENDED BED (ISOL) | Level 3 | 221.6489
3396 | 26172 | SUSPENDED BED | Level 3 | 230.4968
3399 | 26172 | TUB / STORAGE | Level 3 | 58.5706
3341A | 26172 | STORAGE | Level 3 | 5.9976
3346 A/B | 26172 | SUSPENDED BEDS (2) | Level 3 | 283.5573
3350 A/B | 26172 | SUSPENDED BEDS (2) | Level 3 | 269.8589
3354 A/B | 26172 | SUSPENDED BEDS (2) | Level 3 | 358.5455
3367A | 26172 | SOILED UTILITY | Level 3 | 9.5374
3368 A/B | 26172 | SUSPENDED BED | Level 3 | 438.9775
3385A | 26172 | STORAGE | Level 3 | 10.2278
3387A | 26172 | LOCKERS | Level 3 | 108.5785
3390 A/B | 26172 | SUSPENDED BEDS (2) | Level 3 | 437.1573
3396A | 26172 | TOILET | Level 3 | 36.7483
3396B | 26172 | SHOWER | Level 3 | 26.3352
C310 | 26172 | CORRIDOR | Level 3 | 1536.2293
C311 | 26172 | CORRIDOR | Level 3 | 1508.662
2356 | 26173 | SUSPENDED BED | Level 2 | 210.8237
2357 | 26173 | WAITING - VISITOR | Level 2 | 125.0979
2358 | 26173 | SUSPENDED BED | Level 2 | 210.143
2360 | 26173 | SUSPENDED BED | Level 2 | 221.038
2361 | 26173 | DICTATION | Level 2 | 105.7179
2362 | 26173 | SUSPENDED BED | Level 2 | 210.2299
2363 | 26173 | NURSE STATION | Level 2 | 156.5515
2364 | 26173 | SUSPENDED BED | Level 2 | 220.9871
2365 | 26173 | CLEAN UTILITY | Level 2 | 119.5958
2366 | 26173 | SUSPENDED BED | Level 2 | 210.2776
2367 | 26173 | MEDICATION | Level 2 | 130.4636
2368 | 26173 | SUSPENDED BED | Level 2 | 210.2575
2369 | 26173 | SOILED UTILITY | Level 2 | 75.3593
2370 | 26173 | SUSPENDED BED | Level 2 | 210.0529
2371 | 26173 | PANTRY | Level 2 | 68.7866
2372 | 26173 | SUSPENDED BED | Level 2 | 221.1085
2374 | 26173 | SUSPENDED BED | Level 2 | 210.1459
2375 | 26173 | STORAGE | Level 2 | 19.022
2376 | 26173 | SUSPENDED BED | Level 2 | 221.0388
2377 | 26173 | NURSE MANAGER | Level 2 | 79.7925
2378 | 26173 | SUSPENDED BED | Level 2 | 210.1955
2380 | 26173 | SUSPENDED BED | Level 2 | 216.3967
2382 | 26173 | SUSPENDED BED | Level 2 | 220.5119
2384 | 26173 | SUSPENDED BED | Level 2 | 220.5241
2386 | 26173 | SUSPENDED BED | Level 2 | 222.9
2387 | 26173 | LOUNGE - STAFF | Level 2 | 164.5236
2388 | 26173 | SUSPENDED BED | Level 2 | 226.6934
2389 | 26173 | TOILET - STAFF | Level 2 | 47.8998
2390 | 26173 | SUSPENDED BED | Level 2 | 222.2556
2392 | 26173 | SUSPENDED BED | Level 2 | 226.1944
2393 | 26173 | OFFICE | Level 2 | 75.1574
2394 | 26173 | SUSPENDED BED | Level 2 | 227.211
2396 A/B | 26173 | SUSPENDED BEDS (2) | Level 2 | 280.7065
2397 | 26173 | LOCKERS | Level 2 | 91.6519
C207 | 26173 | CORRIDOR | Level 2 | 1583.1599
C208 | 26173 | CORRIDOR | Level 2 | 1480.6714
2343 | 27120 | MEDICATION | Level 2 | 99.9025
2115 | 27420 | DICTATION | Level 2 | 292.8423
2121 | 27420 | OFFICE - SURGERY | Level 2 | 49.4831
2122 | 27420 | OFFICE - SURGERY | Level 2 | 57.3447
2123 | 27420 | OFFICE - SURGERY | Level 2 | 57.4225
2124 | 27420 | OFFICE - SURGERY | Level 2 | 41.5741
2125 | 27420 | OFFICE - SURGERY | Level 2 | 997.2854
5102 A/B | 26177 | 2 BEDS | Level 5 | 320.2359
5105 | 26177 | CONFERENCE | Level 5 | 233.3273
5106 A/B | 26177 | 2 BEDS | Level 5 | 316.6648
5107 | 26177 | NURSE STATION | Level 5 | 139.9402
5110 | 26177 | 1 BED | Level 5 | 235.6147
5111 | 26177 | MEDICATION | Level 5 | 154.7055
5112 | 26177 | 1 BED | Level 5 | 236.0868
5113 | 26177 | OFFICE - PCC | Level 5 | 118.254
5113A | 26177 | CLEAN UTILITY | Level 5 | 122.4935
5114 | 26177 | 1 BED | Level 5 | 229.5638
5115 | 26177 | TUB ROOM | Level 5 | 118.8717
5116 | 26177 | 1 BED | Level 5 | 229.8013
5118 | 26177 | 1 BED | Level 5 | 226.7604
5120 | 26177 | 1 BED | Level 5 | 229.7956
5122 | 26177 | 1 BED | Level 5 | 236.0868
5124 | 26177 | 1 BED | Level 5 | 432.0374
5125 | 26177 | OFFICE - HEAD NURSE | Level 5 | 95.4366
5126 | 26177 | 1 BED | Level 5 | 239.6726
5127 | 26177 | SOILED UTILITY | Level 5 | 94.0805
5128 | 26177 | 1 BED | Level 5 | 238.1477
5129 | 26177 | SITZ BATH | Level 5 | 34.3117
5130 | 26177 | 1 BED | Level 5 | 230.5678
5132 | 26177 | 1 BED | Level 5 | 235.871
5134 | 26177 | 1 BED | Level 5 | 230.5678
5135 | 26177 | LOCKERS | Level 5 | 278.1924
5136 | 26177 | 1 BED | Level 5 | 230.0229
5137 | 26177 | SHOWER | Level 5 | 50.2047
5138 | 26177 | 1 BED | Level 5 | 241.9786
5139B | 26177 | OFFICE | Level 5 | 56.4614
5140 | 26177 | 1 BED | Level 5 | 232.5226
5159 | 26177 | STORAGE | Level 5 | 150.3865
5164 A/B | 26177 | 2 BEDS | Level 5 | 311.3845
5165 | 26177 | NOURISHMENT | Level 5 | 103.5608
5167 | 26177 | NURSE STATION | Level 5 | 170.3217
5168 A/B | 26177 | 2 BEDS | Level 5 | 311.9177
5169 | 26177 | MEDICATION | Level 5 | 170.8715
5172 A/B | 26177 | 2 BEDS | Level 5 | 311.9177
5176 A/B | 26177 | 2 BEDS | Level 5 | 311.9177
5177 | 26177 | TRACTION | Level 5 | 138.1474
5180 A/B | 26177 | 2 BEDS | Level 5 | 311.9177
5184 A/B | 26177 | 2 BEDS | Level 5 | 311.9177
5188 | 26177 | 1 BED | Level 5 | 292.124
5190 | 26177 | 1 BED | Level 5 | 239.8568
5192 | 26177 | 1 BED | Level 5 | 374.8972
5195 | 26177 | STORAGE | Level 5 | 191.6673
5196 | 26177 | STORAGE | Level 5 | 102.6264
C507 | 26177 | CORRIDOR | Level 5 | 2381.9081
C507A | 26177 | CORRIDOR | Level 5 | 794.3222
C508 | 26177 | CORRIDOR | Level 5 | 1691.1821
G088(2) | 26177 | OFFICE | Level GL | 64.6977
6709 | 26180 | CORRIDOR | Level 6 | 434.0459
6710 | 26180 | PATIENT ROOM | Level 6 | 284.7163
6711 | 26180 | PATIENT ROOM | Level 6 | 290.927
6712 | 26180 | PATIENT ROOM | Level 6 | 280.1916
6713 | 26180 | PATIENT ROOM | Level 6 | 295.7458
6715 | 26180 | TUB ROOM | Level 6 | 107.5604
6716 | 26180 | STORAGE | Level 6 | 87.3347
6717 | 26180 | PATIENT ROOM | Level 6 | 284.7867
6718 | 26180 | ACCESSIBLE PATIENT ROOM | Level 6 | 383.0983
6719 | 26180 | MEDS | Level 6 | 143.8023
6720 | 26180 | SOILED UTILITY | Level 6 | 151.5401
6721 | 26180 | PATIENT ROOM | Level 6 | 281.9138
6722 | 26180 | PATIENT ROOM | Level 6 | 292.3118
6723 | 26180 | EQUIPMENT STORAGE | Level 6 | 111.2275
6724 | 26180 | OFFICE - SHARED | Level 6 | 100.7391
6725 | 26180 | PATIENT ROOM | Level 6 | 293.2672
6726 | 26180 | LINEN ALCOVE | Level 6 | 25.2355
6727 | 26180 | ACCESSIBLE ISOLATION ROOM | Level 6 | 289.5906
6728 | 26180 | ANTE ROOM | Level 6 | 102.2884
6729 | 26180 | ACCESSIBLE ISOLATION ROOM | Level 6 | 288.3152
6734 | 26180 | EQUIPMENT STORAGE | Level 6 | 107.2563
6735 | 26180 | STAFF LOUNGE | Level 6 | 204.287
6735A | 26180 | ACCESSIBLE STAFF TOILET | Level 6 | 67.042
6736 | 26180 | PATIENT ROOM | Level 6 | 284.6633
6737 | 26180 | PATIENT ROOM | Level 6 | 292.5274
6738 | 26180 | PATIENT ROOM | Level 6 | 292.7405
6739 | 26180 | PATIENT ROOM | Level 6 | 283.3644
6741 | 26180 | PATIENT ROOM | Level 6 | 290.7233
6743 | 26180 | PATIENT ROOM | Level 6 | 317.1723
6744 | 26180 | OFFICE - SHARED | Level 6 | 126.7078
6745 | 26180 | PATIENT ROOM | Level 6 | 316.2179
6746 | 26180 | PATIENT ROOM | Level 6 | 316.1933
6747 | 26180 | PATIENT ROOM | Level 6 | 326.2364
6748 | 26180 | PATIENT ROOM | Level 6 | 311.3022
6749 | 26180 | CLEAN UTILITY | Level 6 | 150.5026
6750 | 26180 | PATIENT ROOM | Level 6 | 324.099
6751 | 26180 | PATIENT ROOM | Level 6 | 324.5825
6752 | 26180 | NURSE STATION | Level 6 | 460.9147
6752A | 26180 | TELEMETRY | Level 6 | 58.0464
6755 | 26180 | PATIENT ROOM | Level 6 | 312.1708
6756 | 26180 | PATIENT ROOM | Level 6 | 296.5111
6757 | 26180 | PATIENT ROOM | Level 6 | 308.57
6758 | 26180 | OFFICE - MGR | Level 6 | 81.7894
6759 | 26180 | PATIENT ROOM | Level 6 | 296.6076
6762 | 26180 | NOURISHMENT | Level 6 | 142.6835
6763 | 26180 | PATIENT ROOM | Level 6 | 309.8265
6764 | 26180 | PATIENT ROOM | Level 6 | 301.5115
6765 | 26180 | ACCESSIBLE PATIENT ROOM | Level 6 | 344.3428
6766 | 26180 | WAITING | Level 6 | 439.4631
6780 | 26180 | PHYSICIAN WORK | Level 6 | 120.7226
6781 | 26180 | X-RAY ALCOVE | Level 6 | 54.0513
4201 | 26185 | CONFERENCE - STAFF | Level 4 | 177.9923
4201A | 26185 | ALCOVE | Level 4 | 19.8471
4202 A/B | 26185 | SUSPENDED BEDS (2) | Level 4 | 237.601
4203 | 26185 | TOILET - STAFF | Level 4 | 32.9171
4205 | 26185 | OFFICE | Level 4 | 124.5134
4206 A/B | 26185 | SUSPENDED BEDS (2) | Level 4 | 249.599
4209 | 26185 | STAFF SUPPORT | Level 4 | 101.9784
4210 A/B | 26185 | SUSPENDED BEDS (2) | Level 4 | 244.3354
4211 | 26185 | NURSE STATION | Level 4 | 106.8026
4214 A/B | 26185 | SUSPENDED BEDS (2) | Level 4 | 248.569
4218 A/B | 26185 | SUSPENDED BEDS (2) | Level 4 | 244.7089
4219 | 26185 | CLEAN UTILITY | Level 4 | 186.6078
4222 A/B | 26185 | SUSPENDED BEDS (2) | Level 4 | 244.8547
4226 A/B | 26185 | SUSPENDED BEDS (2) | Level 4 | 248.4231
4230 A/B | 26185 | SUSPENDED BEDS (2) | Level 4 | 244.4812
4231 | 26185 | SHOWER | Level 4 | 30.347
4234 A/B | 26185 | SUSPENDED BEDS (2) | Level 4 | 249.4532
4238 A/B | 26185 | SUSPENDED BEDS (2) | Level 4 | 226.0289
4241 | 26185 | TOILET - STAFF | Level 4 | 31.9426
4242 | 26185 | SUSPENDED BED | Level 4 | 221.3478
4244 | 26185 | SUSPENDED BED | Level 4 | 215.544
4246 A/B/C/D | 26185 | SUSPENDED BEDS (4) | Level 4 | 421.3141
4254 A/B | 26185 | SUSPENDED BEDS (2) | Level 4 | 234.3343
4255 | 26185 | TOILET | Level 4 | 23.1559
4258 A/B | 26185 | SUSPENDED BEDS (2) | Level 4 | 252.1977
4259 | 26185 | LOCKERS | Level 4 | 79.2393
4261 | 26185 | TUB / LOCKERS | Level 4 | 28.3177
4262 A/B | 26185 | SUSPENDED BEDS (2) | Level 4 | 241.3615
4263 | 26185 | SOILED UTILITY | Level 4 | 117.503
4266 A/B | 26185 | SUSPENDED BEDS (2) | Level 4 | 245.8257
4270 A/B | 26185 | SUSPENDED BEDS (2) | Level 4 | 248.1466
4274 | 26185 | SUSPENDED BED | Level 4 | 245.6617
4276 | 26185 | SUSPENDED BED | Level 4 | 241.4698
4278 | 26185 | SUSPENDED BED | Level 4 | 239.9795
4280 | 26185 | SUSPENDED BED | Level 4 | 234.1932
4289 | 26185 | QUIET / WAITING | Level 4 | 104.1109
4303 | 26185 | OFFICE - PCC | Level 4 | 75.5624
C411 | 26185 | CORRIDOR | Level 4 | 2483.9721
10709 | 26186 | EQUIPMENT STORAGE | Level 10 | 435.108
10710 | 26186 | PATIENT ROOM | Level 10 | 284.8265
10711 | 26186 | PATIENT ROOM | Level 10 | 291.1163
10712 | 26186 | PATIENT ROOM | Level 10 | 280.2163
10713 | 26186 | PATIENT ROOM | Level 10 | 296.516
10715 | 26186 | ACCESSIBLE PATIENT TOILET | Level 10 | 73.1819
10716 | 26186 | MULTIPURPOSE ROOM | Level 10 | 123.4743
10717 | 26186 | PATIENT ROOM | Level 10 | 284.6049
10718 | 26186 | ACCESSIBLE PATIENT ROOM | Level 10 | 382.838
10719 | 26186 | MEDS | Level 10 | 143.811
10720 | 26186 | SOILED UTILITY | Level 10 | 151.5401
10721 | 26186 | PATIENT ROOM | Level 10 | 281.8068
10722 | 26186 | PATIENT ROOM | Level 10 | 292.0398
10723 | 26186 | EQUIPMENT STORAGE | Level 10 | 111.3065
10724 | 26186 | OFFICE - SHARED | Level 10 | 100.7391
10725 | 26186 | PATIENT ROOM | Level 10 | 293.0941
10726 | 26186 | LINEN ALCOVE | Level 10 | 25.1883
10727 | 26186 | ACCESSIBLE ISOLATION ROOM | Level 10 | 289.5835
10728 | 26186 | ANTE ROOM | Level 10 | 102.2884
10729 | 26186 | ACCESSIBLE ISOLATION ROOM | Level 10 | 288.3158
10734 | 26186 | EQUIPMENT STORAGE | Level 10 | 106.2537
10735 | 26186 | STAFF LOUNGE | Level 10 | 205.2366
10735A | 26186 | ACCESSIBLE STAFF TOILET | Level 10 | 67.042
10736 | 26186 | PATIENT ROOM | Level 10 | 284.6633
10737 | 26186 | PATIENT ROOM | Level 10 | 292.5274
10738 | 26186 | PATIENT ROOM | Level 10 | 292.7222
10739 | 26186 | PATIENT ROOM | Level 10 | 283.4341
10741 | 26186 | PATIENT ROOM | Level 10 | 290.9606
10743 | 26186 | PATIENT ROOM | Level 10 | 317.3484
10744 | 26186 | OFFICE - SHARED | Level 10 | 126.6375
10745 | 26186 | PATIENT ROOM | Level 10 | 316.1764
10746 | 26186 | PATIENT ROOM | Level 10 | 316.4948
10747 | 26186 | PATIENT ROOM | Level 10 | 326.4916
10748 | 26186 | PATIENT ROOM | Level 10 | 311.0708
10749 | 26186 | CLEAN UTILITY | Level 10 | 150.5026
10750 | 26186 | PATIENT ROOM | Level 10 | 324.2398
10751 | 26186 | PATIENT ROOM | Level 10 | 324.5975
10752 | 26186 | NURSE STATION | Level 10 | 460.0457
10752A | 26186 | TELEMETRY | Level 10 | 58.018
10755 | 26186 | PATIENT ROOM | Level 10 | 312.1708
10756 | 26186 | PATIENT ROOM | Level 10 | 296.5116
10757 | 26186 | PATIENT ROOM | Level 10 | 308.5701
10758 | 26186 | OFFICE - MGR | Level 10 | 81.7722
10759 | 26186 | PATIENT ROOM | Level 10 | 296.6076
10762 | 26186 | NOURISHMENT | Level 10 | 142.6761
10763 | 26186 | PATIENT ROOM | Level 10 | 309.7579
10764 | 26186 | PATIENT ROOM | Level 10 | 301.5115
10765 | 26186 | ACCESSIBLE PATIENT ROOM | Level 10 | 344.4708
10766 | 26186 | PHYSICAL THERAPY | Level 10 | 439.5233
10781 | 26186 | X-RAY ALCOVE | Level 10 | 54.0513
4710 | 26440 | ACCESSIBLE PATIENT ROOM | Level 4 | 305.0565
4711 | 26440 | ACCESSIBLE PATIENT ROOM | Level 4 | 292.0981
4714 | 26440 | ACCESSIBLE PATIENT ROOM | Level 4 | 291.3985
4715 | 26440 | NOURISHMENT | Level 4 | 85.2003
4716 | 26440 | ACCESSIBLE PATIENT ROOM | Level 4 | 294.9781
4717 | 26440 | OFFICE | Level 4 | 95.6027
4718 | 26440 | STAFF LOUNGE | Level 4 | 131.6197
4720 | 26440 | ACCESSIBLE PATIENT TOILET | Level 4 | 82.8101
4721 | 26440 | ACCESSIBLE ISOLATION ROOM | Level 4 | 235.8956
4721A | 26440 | ACCESSIBLE PATIENT TOILET | Level 4 | 82.0822
4721B | 26440 | ANTE ROOM | Level 4 | 54.0187
4723 | 26440 | PATIENT LOUNGE / DINING | Level 4 | 713.8693
4724 | 26440 | ACCESSIBLE PATIENT ROOM | Level 4 | 296.9125
4725 | 26440 | ACCESSIBLE PATIENT ROOM | Level 4 | 299.7077
4726 | 26440 | ACCESSIBLE PATIENT ROOM | Level 4 | 299.7613
4727 | 26440 | NURSE STATION | Level 4 | 154.2246
4728 | 26440 | MEDS | Level 4 | 90.1161
4729 | 26440 | ACCESSIBLE PATIENT ROOM | Level 4 | 298.4918
4730 | 26440 | ACCESSIBLE PATIENT ROOM | Level 4 | 296.5215
4734 | 26440 | EQUIPMENT STORAGE | Level 4 | 155.39
4735 | 26440 | ACCESSIBLE PATIENT ROOM | Level 4 | 280.5581
4736 | 26440 | ACCESSIBLE PATIENT ROOM | Level 4 | 290.2338
4737 | 26440 | ACCESSIBLE PATIENT ROOM | Level 4 | 297.7594
4738 | 26440 | ACCESSIBLE PATIENT ROOM | Level 4 | 297.7594
4739 | 26440 | ACCESSIBLE PATIENT ROOM | Level 4 | 290.2713
4740 | 26440 | SOILED UTILITY | Level 4 | 98.9605
4741 | 26440 | ACCESSIBLE PATIENT ROOM | Level 4 | 312.0868
4743 | 26440 | ACCESSIBLE PATIENT ROOM | Level 4 | 357.4504
4744 | 26440 | CONFERENCE ROOM | Level 4 | 164.3524
4745 | 26440 | ACCESSIBLE PATIENT ROOM | Level 4 | 346.7286
4746 | 26440 | PHYSICAL THERAPY | Level 4 | 423.6248
4747 | 26440 | ACCESSIBLE PATIENT ROOM | Level 4 | 358.1325
4748 | 26440 | ACCESSIBLE PATIENT ROOM | Level 4 | 348.6479
4749 | 26440 | CLEAN UTILITY | Level 4 | 159.3224
4750 | 26440 | ACCESSIBLE PATIENT ROOM | Level 4 | 360.9333
4751 | 26440 | ACCESSIBLE PATIENT ROOM | Level 4 | 363.0891
4752 | 26440 | NURSE STATION | Level 4 | 542.1592
4753 | 26440 | MEDS | Level 4 | 155.8881
4754 | 26440 | STAFF TOILET | Level 4 | 69.4218
4755 | 26440 | ACCESSIBLE PATIENT ROOM | Level 4 | 312.4315
4756 | 26440 | ACCESSIBLE PATIENT ROOM | Level 4 | 301.9222
4757 | 26440 | ACCESSIBLE PATIENT ROOM | Level 4 | 313.5589
4759 | 26440 | ACCESSIBLE PATIENT ROOM | Level 4 | 315.5416
4763 | 26440 | ACCESSIBLE PATIENT ROOM | Level 4 | 308.3567
4764 | 26440 | ACCESSIBLE PATIENT ROOM | Level 4 | 313.5183
4765 | 26440 | ACCESSIBLE PATIENT ROOM | Level 4 | 316.2455
4766 | 26440 | WAITING | Level 4 | 310.5065
4766A | 26440 | OFFICE | Level 4 | 107.9676
3710 | 26441 | ACCESSIBLE PATIENT ROOM | Level 3 | 305.0559
3711 | 26441 | ACCESSIBLE PATIENT ROOM | Level 3 | 292.0941
3713 | 26441 | NOURISHMENT | Level 3 | 81.4443
3714 | 26441 | ACCESSIBLE PATIENT ROOM | Level 3 | 291.3875
3715 | 26441 | EQUIPMENT STORAGE | Level 3 | 74.6524
3716 | 26441 | ACCESSIBLE PATIENT ROOM | Level 3 | 294.971
3717 | 26441 | TUB ROOM | Level 3 | 135.368
3718 | 26441 | STAFF LOUNGE | Level 3 | 131.6197
3720 | 26441 | STORAGE | Level 3 | 66.8777
3721 | 26441 | ACCESSIBLE ISOLATION ROOM | Level 3 | 235.996
3722 | 26441 | CONFERENCE ROOM | Level 3 | 214.0644
3723 | 26441 | PATIENT LOUNGE / DINING | Level 3 | 723.9789
3724 | 26441 | ACCESSIBLE PATIENT ROOM | Level 3 | 296.6282
3725 | 26441 | ACCESSIBLE PATIENT ROOM | Level 3 | 299.9471
3726 | 26441 | ACCESSIBLE PATIENT ROOM | Level 3 | 299.8046
3727 | 26441 | NURSE STATION | Level 3 | 154.2156
3728 | 26441 | MEDS | Level 3 | 90.1074
3729 | 26441 | ACCESSIBLE PATIENT ROOM | Level 3 | 298.481
3730 | 26441 | ACCESSIBLE PATIENT ROOM | Level 3 | 296.5088
3734 | 26441 | EQUIPMENT STORAGE | Level 3 | 155.3733
3735 | 26441 | ACCESSIBLE PATIENT ROOM | Level 3 | 280.5581
3736 | 26441 | ACCESSIBLE PATIENT ROOM | Level 3 | 290.2212
3737 | 26441 | ACCESSIBLE PATIENT ROOM | Level 3 | 297.7594
3738 | 26441 | ACCESSIBLE PATIENT ROOM | Level 3 | 297.7594
3739 | 26441 | ACCESSIBLE PATIENT ROOM | Level 3 | 289.6493
3740 | 26441 | SOILED UTILITY | Level 3 | 98.8802
3741 | 26441 | ACCESSIBLE PATIENT ROOM | Level 3 | 312.7295
3743 | 26441 | ACCESSIBLE PATIENT ROOM | Level 3 | 357.4017
3745 | 26441 | ACCESSIBLE PATIENT ROOM | Level 3 | 347.1278
3746 | 26441 | PHYSICAL THERAPY | Level 3 | 423.6499
3747 | 26441 | ACCESSIBLE PATIENT ROOM | Level 3 | 358.3615
3748 | 26441 | ACCESSIBLE PATIENT ROOM | Level 3 | 348.4336
3749 | 26441 | CLEAN UTILITY | Level 3 | 159.4555
3750 | 26441 | ACCESSIBLE PATIENT ROOM | Level 3 | 360.6684
3751 | 26441 | ACCESSIBLE PATIENT ROOM | Level 3 | 362.7367
3752 | 26441 | NURSE STATION | Level 3 | 542.518
3753 | 26441 | MEDS | Level 3 | 156.8627
3754 | 26441 | STAFF TOILET | Level 3 | 66.1667
3755 | 26441 | ACCESSIBLE PATIENT ROOM | Level 3 | 312.3974
3756 | 26441 | ACCESSIBLE PATIENT ROOM | Level 3 | 301.9527
3757 | 26441 | ACCESSIBLE PATIENT ROOM | Level 3 | 313.5623
3758 | 26441 | OFFICE | Level 3 | 95.4079
3759 | 26441 | ACCESSIBLE PATIENT ROOM | Level 3 | 315.5468
3763 | 26441 | ACCESSIBLE PATIENT ROOM | Level 3 | 308.3667
3764 | 26441 | ACCESSIBLE PATIENT ROOM | Level 3 | 313.4499
3765 | 26441 | ACCESSIBLE PATIENT ROOM | Level 3 | 316.0763
3766 | 26441 | WAITING | Level 3 | 310.5384
3768 | 26441 | ACCESSIBLE TOILET | Level 3 | 48.338
3769 | 26441 | ACCESSIBLE TOILET | Level 3 | 49.0457
3721A | 26441 | ACCESSIBLE PATIENT TOILET | Level 3 | 82.1394
3721B | 26441 | ANTE ROOM | Level 3 | 53.9601
3766A | 26441 | OFFICE | Level 3 | 107.9623
1000 | 28450 | ELEC | Level 1 | 175.3603
1001 | 28460 | JANITOR | Level 1 | 59.5611
1002 | 28460 | TRASH | Level 1 | 12.041
1003 | 28340 | OFFICE | Level 1 | 95.538
1004 | 28340 | OFFICE | Level 1 | 26.2932
1005 | 28340 | STORAGE | Level 1 | 17.2207
1011 | 27471 | MECH | Level 1 | 93.8825
1020 | 28340 | LOUNGE / VENDING | Level 1 | 181.379
1021 | 28460 | JANITOR | Level 1 | 14.2258
1040 | 28340 | DINING | Level 1 | 6488.0426
1041 | 28340 | STORAGE | Level 1 | 50.7507
1050 | 28340 | FOOD / TRAY ASSEMBLY | Level 1 | 3700.2713
1051 | 28340 | COOLING | Level 1 | 93.314
1052 | 28340 | COOLING | Level 1 | 91.3889
1053 | 28340 | COOLING | Level 1 | 90.4167
1054 | 28340 | COOLING | Level 1 | 94.3403
1055 | 28340 | STORAGE | Level 1 | 228.282
1060 | 28340 | DISHWASHING | Level 1 | 1476.2659
1070 | 28340 | KITCHEN | Level 1 | 158.1805
1080 | 28340 | OFFICE | Level 1 | 115.5579
1081 | 28340 | OFFICE | Level 1 | 133.2865
1082 | 28340 | OFFICE | Level 1 | 106.3693
1083 | 28340 | LOCKERS - WOMENS | Level 1 | 113.8224
1084 | 28340 | LOCKERS - MENS | Level 1 | 113.9599
1090 | 27710 | LOUNGE | Level 1 | 91.6588
1095 | 27710 | PHARMACY (VACANT) | Level 1 | 1113.3838
1105 | 27630 | LAB REGISTRATION | Level 1 | 293.5332
1106 | 27630 | OFFICE | Level 1 | 188.904
1107 | 27630 | PATIENT HOLDING | Level 1 | 500.3729
1108 | 27630 | READING | Level 1 | 254.8687
1109 | 27630 | TOILET | Level 1 | 52.5519
1111 | 27630 | OFFICE | Level 1 | 195.0986
1112 | 27630 | OFFICE | Level 1 | 154.5569
1113 | 27630 | CONFERENCE | Level 1 | 257.2407
1114 | 27630 | LOUNGE - RADIOLOGY | Level 1 | 427.54
1115 | 27670 | ULTRASOUND 1 | Level 1 | 180.2361
1116 | 27670 | ULTRASOUND 2 | Level 1 | 195.0015
1117 | 27670 | WORK ROOM | Level 1 | 165.7044
1118 | 27670 | ULTRASOUND 3 | Level 1 | 202.9001
1119 | 27670 | OFFICE | Level 1 | 153.6483
1120 | 27630 | RADIOLOGY 11 | Level 1 | 258.7238
1121 | 27630 | OFFICE | Level 1 | 133.111
1122 | 27630 | RADIOLOGY 12 | Level 1 | 238.4969
1124 | 27630 | DRESSING | Level 1 | 290.3042
1126 | 27630 | LOCKERS - PHYSICIANS | Level 1 | 104.5353
1127 | 27630 | TOILET | Level 1 | 94.0458
1129 | 27570 | LAB - CATH 3 | Level 1 | 502.8045
1130 | 27680 | CT SCAN TECH | Level 1 | 134.6379
1139 | 27570 | WORK ROOM | Level 1 | 234.9592
1140 | 27680 | CT SCAN PROCEDURE | Level 1 | 380.4936
1144 | 27630 | CORRIDOR / WORK ROOM | Level 1 | 1060.9246
1147 | 27630 | CONTROL | Level 1 | 213.2215
1149 | 27630 | LAB - CATH 5 | Level 1 | 535.9021
1150 | 27630 | VIEWING | Level 1 | 303.5621
1152 | 27630 | FILE ROOM | Level 1 | 529.3485
2125A | 27420 | OFFICE - SURGERY | Level 2 | 55.0803
2126 | 27420 | OFFICE - SURGERY | Level 2 | 211.8008
2127 | 27420 | OFFICE - SURGERY | Level 2 | 933.8654
2127A | 27420 | OFFICE - SURGERY | Level 2 | 65.3609
2128 | 27420 | OFFICE - SURGERY | Level 2 | 57.554
2129 | 27420 | OFFICE - SURGERY | Level 2 | 57.3623
2130 | 27420 | OFFICE - SURGERY | Level 2 | 41.3329
2131 | 27420 | OFFICE - SURGERY | Level 2 | 43.0828
2132 | 27420 | OFFICE - SURGERY | Level 2 | 125.59
2271 | 27420 | LOUNGE | Level 2 | 699.4652
C205 | 27420 | CORRIDOR | Level 2 | 719.821
2191 | 27471 | MECH | Level 2 | 1560.7624
2192 | 27471 | MECH | Level 2 | 48.1474
2195 | 27471 | STORAGE | Level 2 | 96.8236
2135 | 27710 | STORAGE - PHARMACY | Level 2 | 123.2992
2710 | 27779 | OFFICE | Level 2 | 148.132
2715 | 27779 | OFFICE - COORDINATOR | Level 2 | 135.4813
3001 | 27420 |  | Level 3 | 165.8122
3103 | 27420 | OFFICE | Level 3 | 121.7777
3104 | 27420 | CONTROL | Level 3 | 190.5324
3105 | 27420 | OFFICE | Level 3 | 116.0406
3106 | 27420 | SCHEDULING | Level 3 | 125.0164
3107 | 27420 | WORK ROOM - ANESTHESIA | Level 3 | 513.1792
3109 | 27420 | LOUNGE | Level 3 | 190.0647
3116 | 27420 | DECONTAMINATION | Level 3 | 211.7665
3120 | 27420 | O R 1 | Level 3 | 512.3304
3122 | 27420 | O R 2 | Level 3 | 514.4218
3123 | 27420 | STORAGE | Level 3 | 233.6994
3124 | 27420 | O R 3 | Level 3 | 540.0283
3125 | 27420 | FILM PROCESS | Level 3 | 88.3382
3126 | 27420 | O R 4 | Level 3 | 525.8175
3127 | 27420 | TOILET | Level 3 | 69.875
3128 | 27420 | O R 5 | Level 3 | 486.0006
3129 | 27420 | STORAGE | Level 3 | 134.0177
3130 | 27420 | O R 6 | Level 3 | 609.7647
3131 | 27420 | CONTROL | Level 3 | 109.3075
3132 | 27420 | O R 7 | Level 3 | 556.8718
3133 | 27420 | STERILE CORE | Level 3 | 1356.0829
3134 | 27420 | O R 8 | Level 3 | 482.609
3135 | 27420 | STERILE CORE | Level 3 | 1057.6447
3136 | 27420 | O R 9 | Level 3 | 575.0344
3137 | 27420 | WORK ROOM / EQUIP | Level 3 | 416.773
3138 | 27420 | O R 10 | Level 3 | 567.4799
3140 | 27420 | O R 11 | Level 3 | 488.8102
3141 | 27420 | STORAGE | Level 3 | 67.8197
3142 | 27420 | O R 12 | Level 3 | 460.9634
3143 | 27420 | TOILET | Level 3 | 67.3723
3144 | 27420 | RECOVERY - O R | Level 3 | 551.5743
3145 | 27420 | SOILED UTILITY | Level 3 | 145.5562
3146 | 27420 | ISOLATION | Level 3 | 100.2689
3147 | 27420 | CLEAN UTILITY | Level 3 | 153.4891
3171 | 27420 | SOILED UTILITY | Level 3 | 78.9898
3179 | 27420 | OFFICE | Level 3 | 132.7728
3303 | 27420 |  | Level 3 | 218.5109
3122A | 27420 | SUPPLY | Level 3 | 87.8943
3125A | 27420 | DARK ROOM | Level 3 | 101.8819
3135A | 27420 | STORAGE | Level 3 | 137.8758
3137A | 27420 | CONTROL | Level 3 | 128.2263
3144A | 27420 | RECOVERY - O R | Level 3 | 800.7402
3144B | 27420 | STORAGE | Level 3 | 41.4712
3185A | 27420 | CLEAN UTILITY | Level 3 | 255.8725
3185B | 27420 | CONSULT | Level 3 | 100.8446
3185D | 27420 | STORAGE | Level 3 | 29.3427
3225B | 27420 | OFFICE | Level 3 | 77.5622
3225C | 27420 | LOUNGE | Level 3 | 203.8784
2716 | 27779 | OFFICE - MGR | Level 2 | 171.9755
C308 | 27420 | CORRIDOR | Level 3 | 3931.7961
C309 | 27420 | CORRIDOR | Level 3 | 2488.0884
3201 | 27430 | PRE / POST OP TESTING | Level 3 | 105.7624
3202 | 27430 |  | Level 3 | 342.9017
3203 | 27430 | STORAGE | Level 3 | 176.5434
3205 | 27430 | EXAM | Level 3 | 110.5717
3206 | 27430 |  | Level 3 | 367.1051
3207 | 27430 | REGISTRATION | Level 3 | 136.7833
3209 | 27430 | MEDICATION | Level 3 | 151.1874
3210 | 27430 |  | Level 3 | 364.4343
3211 | 27430 | CLEAN UTILITY | Level 3 | 139.1983
3213 | 27430 | SOILED UTILITY | Level 3 | 111.8244
3214 | 27430 |  | Level 3 | 367.1812
3215 | 27430 | STORAGE | Level 3 | 41.588
3217 | 27430 | JANITOR | Level 3 | 29.1145
3218 | 27430 |  | Level 3 | 361.4949
3219 | 27430 | SOILED UTILITY | Level 3 | 43.37
3222 | 27430 |  | Level 3 | 369.9012
3223 | 27430 | LOCKERS | Level 3 | 211.0855
3225 | 27430 | LOUNGE - STAFF | Level 3 | 218.7447
3226 | 27430 |  | Level 3 | 369.7896
3227 | 27430 | PANTRY | Level 3 | 51.286
3230 | 27430 |  | Level 3 | 429.9982
3234 | 27430 | EYE PROCEDURE | Level 3 | 424.6089
3238 | 27430 | RECOVERY AREA | Level 3 | 1056.3778
3201A | 27430 | TOILET - STAFF | Level 3 | 26.0016
3207B | 27430 | NURSE STATION | Level 3 | 197.9399
3221A | 27430 | TOILET | Level 3 | 23.2634
3221B | 27430 | TOILET | Level 3 | 37.2731
3222A | 27430 | TOILET | Level 3 | 118.059
3223A | 27430 | TOILET | Level 3 | 122.2368
3225A | 27430 | LOCKERS | Level 3 | 101.9202
C306 | 27430 | CORRIDOR | Level 3 | 2053.1368
1154 | 27630 | RADIOLOGY 6 | Level 1 | 311.1524
2717 | 27779 | SOCIAL WORKERS | Level 2 | 137.2736
2718 | 27779 | SPEECH TREATMENT | Level 2 | 142.5117
2719 | 27779 | OCCUPATIONAL & PHYSICAL THERAPY WORKSPACE | Level 2 | 311.6551
L130E | 27471 | STORAGE - STERILE | Level LL | 32.9147
L130D | 27471 | CENTRAL PROC DEPT | Level LL | 52.0707
L170B | 27471 | TOILET | Level LL | 55.6217
L115A | 27471 | OFFICE - CPD | Level LL | 70.0998
L130B | 27471 | CENTRAL PROC DEPT | Level LL | 91.2424
L105A | 27471 | OFFICE - CPD | Level LL | 91.3631
L125 | 27471 | CENTRAL PROC DEPT | Level LL | 121.3378
L115 | 27471 | OFFICE - CPD | Level LL | 157.7275
L120A | 27471 | EQUIP - STERILE | Level LL | 168.7535
L130A | 27471 | CENTRAL PROC DEPT | Level LL | 202.822
L140 | 27471 | LOCKERS - WOMENS | Level LL | 218.6462
L150 | 27471 | LOCKERS - MENS | Level LL | 225.4514
L170A | 27471 | EQUIP | Level LL | 272.5597
L120 | 27471 | STORAGE - EQUIP | Level LL | 771.57
L170 | 27471 | CPD PACK ROOM | Level LL | 792.0282
L125A | 27471 | VESTIBULE | Level LL | 916.9219
L130 | 27471 | STORAGE - STERILE | Level LL | 3047.3735
1156 | 27630 | RADIOLOGY 5 | Level 1 | 279.2027
1160 | 27630 | READING | Level 1 | 415.6652
1161 | 27570 | STORAGE | Level 1 | 12.1395
1162 | 27630 | RADIOLOGY 7 | Level 1 | 323.956
1163 | 27630 | TOILET | Level 1 | 25.1441
1164 | 27630 | TOILET | Level 1 | 19.2854
1165 | 27630 | TOILET | Level 1 | 18.3759
1166 | 27630 | TOILET | Level 1 | 16.339
1167 | 27570 | STORAGE | Level 1 | 111.9829
1169 | 27570 | OFFICE | Level 1 | 140.2605
1170 | 27570 | READING | Level 1 | 206.6711
1171 | 28460 | JANITOR | Level 1 | 35.2299
1172 | 27570 | INVASIVE VASCULAR | Level 1 | 558.6072
1174 | 27570 | CONTROL | Level 1 | 182.1216
1175 | 27570 | STORAGE | Level 1 | 17.1909
1176 | 27570 | LAB - CATH 2 | Level 1 | 859.0853
1178 | 27570 | STORAGE | Level 1 | 120.9038
1179 | 27570 | SUPPLY | Level 1 | 295.8978
1180 | 27680 | LAB - CATH 4 | Level 1 | 650.269
1182 | 27680 | CONTROL | Level 1 | 192.3848
1184 | 27570 | STORAGE | Level 1 | 178.9954
1185 | 27570 | WORK ROOM | Level 1 | 421.9253
1186 | 27570 | CONTROL | Level 1 | 167.2114
1188 | 27570 | LAB - CATH 1 | Level 1 | 636.9651
1190 | 27620 | PRE / POST RECOVERY | Level 1 | 1370.3095
1191 | 27620 | DRESSING | Level 1 | 97.6874
1192 | 27620 | MEDICATION | Level 1 | 109.5974
1193 | 27620 | SOILED UTILITY | Level 1 | 84.0795
1194 | 27620 | CLEAN UTILITY | Level 1 | 72.4668
1196 | 27620 | OFFICE | Level 1 | 52.7514
1197 | 27620 | TOILET | Level 1 | 60.9612
1198 | 27620 | STORAGE | Level 1 | 9.1573
1199 | 27620 | STORAGE | Level 1 | 10.68
1200 | 27500 | STORAGE | Level 1 | 136.429
3113 | 27520 | LAB - PATHOLOGY | Level 3 | 375.3763
G068A | 27520 | VIEWING | Level GL | 114.7963
L712A | 27520 | REFRIGERATION ACCESS MECH | Level LL | 38.6276
L040A | 27520 | TOILET | Level LL | 48.6281
L711 | 27520 | BODY VIEWING | Level LL | 107.666
L040B | 27520 | STORAGE - MORGUE | Level LL | 169.0392
L020A | 27520 | STORAGE | Level LL | 183.5318
L040C | 27520 | DISSECTION | Level LL | 197.6958
L712 | 27520 | BODY HOLD | Level LL | 203.3173
L040 | 27520 | AUTOPSY | Level LL | 496.154
1205 | 27500 | BLOOD BANK | Level 1 | 365.1233
1210 | 27500 | TOILET | Level 1 | 149.8947
1212 | 27500 | LOCKERS | Level 1 | 252.1072
1215 | 27500 | LOUNGE | Level 1 | 349.2904
1220 | 27501 | HEMATOLOGY | Level 1 | 524.5657
1229 | 27010 | CORRIDOR | Level 1 | 135.2713
1230 | 27503 | CHEMISTRY | Level 1 | 962.2777
1235 | 27500 | GLASS WASH | Level 1 | 221.3147
1246 | 27500 | PHLEBOTOMY | Level 1 | 411.7473
1250 | 27500 | LAB | Level 1 | 2426.3373
1255 | 27502 | MICROBIOLOGY | Level 1 | 767.9147
1260 | 27500 | SPECIMEN | Level 1 | 376.956
1261 | 27500 | OFFICE | Level 1 | 86.0544
1265 | 27500 | OFFICE | Level 1 | 218.0625
1270 | 27500 | HISTOLOGY | Level 1 | 249.288
1275 | 27500 | CYTOLOGY | Level 1 | 348.3422
1280 | 27520 | OFFICE | Level 1 | 136.4126
1281 | 27520 | OFFICE | Level 1 | 194.1923
1282 | 27520 | OFFICE | Level 1 | 166.1917
1284 | 27520 | CONFERENCE | Level 1 | 304.1013
1285 | 27520 | TOILET | Level 1 | 38.4177
1286 | 27520 | OFFICE | Level 1 | 149.1649
1287 | 27520 | OFFICE | Level 1 | 148.3285
1288 | 27520 | RECEPTION | Level 1 | 666.5402
4366A | 27591 | EEG (KAISER) | Level 4 | 73.9971
4366B | 27591 | EEG (KAISER) | Level 4 | 59.6803
4366C | 27591 | EEG (KAISER) | Level 4 | 71.3667
4370 | 27591 | WAITING | Level 4 | 121.5816
4371 | 27591 | RECEPTION | Level 4 | 79.141
4371A | 27591 | SCHEDULING | Level 4 | 76.3118
4372 | 27591 | CLERICAL | Level 4 | 515.0592
4373 | 27591 | READING - MD | Level 4 | 141.9323
4375 | 27591 | OFFICE | Level 4 | 73.9712
4377 | 27591 | EKG READING | Level 4 | 103.3587
4379 | 27591 | TECH WORK OFFICE | Level 4 | 102.192
4381 | 27591 | SOILED UTILITY | Level 4 | 59.9542
4383 | 27591 | CLEAN UTILITY | Level 4 | 57.5916
4384 | 27591 | STRESS ECHO | Level 4 | 204.3017
4385 | 27591 | TOILET | Level 4 | 48.976
4386 | 27591 | TREAD 3 | Level 4 | 219.2116
4388 | 27591 | ECHO 3 | Level 4 | 160.402
4390 | 27591 | TREAD 2 | Level 4 | 216.1108
4392 | 27591 | ECHO 2 | Level 4 | 163.1387
4394 | 27591 | TREAD 1 | Level 4 | 219.4599
4396 | 27591 | ECHO 1 | Level 4 | 160.402
4398 | 27591 | EKG HOLTER | Level 4 | 133.0383
4402 | 27591 | CORRIDOR | Level 4 | 1038.282
4362C | 27594 | OFFICE | Level 4 | 80.0693
1300 | 27650 | WAITING | Level 1 | 515.2897
1301 | 27650 | OFFICE | Level 1 | 46.4852
1302 | 27650 | OFFICE | Level 1 | 48.3919
1303 | 27650 | OFFICE | Level 1 | 46.0693
1304 | 27650 | CONFERENCE | Level 1 | 111.3975
1305 | 27650 | NUCLEAR MEDICINE | Level 1 | 121.3734
1306 | 27650 | NUCLEAR MEDICINE | Level 1 | 352.0155
1307 | 27650 | OFFICE | Level 1 | 113.1667
1308 | 27650 | VESTIBULE | Level 1 | 146.9421
1309 | 27650 | CONTROL | Level 1 | 106.6012
1310 | 27650 | NUCLEAR MEDICINE | Level 1 | 215.3313
1312 | 27650 | NUCLEAR MEDICINE | Level 1 | 530.1914
1313 | 27710 | OFFICE - PHARMACY | Level 1 | 58.281
1314 | 27710 | OFFICE - PHARMACY | Level 1 | 58.1677
1315 | 27710 | OFFICE - PHARMACY | Level 1 | 48.4152
1316 | 27710 | STORAGE STERILE - PHARMACY | Level 1 | 151.6438
1317 | 27710 | STORAGE - PHARMACY | Level 1 | 103.4072
1318 | 27710 | PHARMACY | Level 1 | 185.2563
1319 | 27710 | PHARMACY | Level 1 | 343.9371
1320 | 27710 | PHARMACY | Level 1 | 147.2217
1321 | 27710 | PHARMACY | Level 1 | 234.9962
1323 | 27710 | CORRIDOR - PHARMACY | Level 1 | 172.695
1324 | 27710 | OFFICE - PHARMACY | Level 1 | 105.8888
1325 | 27710 | OFFICE - PHARMACY | Level 1 | 105.9146
1326 | 27710 | OFFICE - PHARMACY | Level 1 | 226.8719
1327 | 27710 | OFFICE - PHARMACY | Level 1 | 369.2066
1329 | 27010 | OFFICE | Level 1 | 129.6187
1332 | 28756 | CASE MANAGER | Level 1 | 142.2977
1333 | 28610 | CONFERENCE CENTER | Level 1 | 577.237
1334 | 28610 | CONFERENCE CENTER | Level 1 | 1027.8973
1335 | 28610 | CONFERENCE CENTER | Level 1 | 785.7602
1336 | 27010 | EMERGENCY | Level 1 | 115.7575
1338 | 27010 | WAITING | Level 1 | 537.0926
1339 | 27010 | WAITING | Level 1 | 1236.8113
1340 | 27010 | NURSE STATION | Level 1 | 182.3407
1341 | 27010 | MEDICATION | Level 1 | 61.8208
1342 | 27010 | TOILET | Level 1 | 60.53
1343 | 28450 | ELEC | Level 1 | 79.7062
1344 | 27010 | LAB - ABG | Level 1 | 127.1367
1345 | 27010 | TREATMENT | Level 1 | 363.4302
1347 | 27010 | TREATMENT | Level 1 | 147.6632
1348 | 27010 | STORAGE | Level 1 | 676.4911
1349 | 27010 | STORAGE | Level 1 | 140.072
1351 | 27010 | TOILET / SHOWER | Level 1 | 105.8818
1352 | 27010 | LOUNGE | Level 1 | 254.786
1353 | 27010 | SOILED UTILITY | Level 1 | 106.7243
1354 | 27010 | TREATMENT | Level 1 | 1190.7356
1355 | 27010 | NURSE STATION | Level 1 | 85.7915
1356 | 27010 | CLEAN UTILITY | Level 1 | 140.2988
1360 | 27010 | AMBULANCE DRIVERS | Level 1 | 84.0403
1361 | 28460 | JANITOR | Level 1 | 34.3196
1362 | 27010 | TOILET | Level 1 | 49.5892
1363 | 27010 | TOILET | Level 1 | 69.7581
1364 | 27010 | CHARTING - MD | Level 1 | 172.8085
1365 | 27010 | RADIOLOGY | Level 1 | 322.0534
1370 | 27010 | NURSE STATION | Level 1 | 193.0369
G315 | 27630 | FILE STORAGE | Level GL | 1101.4731
G330 | 27630 | MECH | Level GL | 623.0908
1371 | 27010 | TREATMENT / DECON SHWR | Level 1 | 263.9606
1372 | 27010 | TOILET | Level 1 | 109.7226
1373 | 27010 | EXAM | Level 1 | 240.0399
1374 | 27010 | EXAM | Level 1 | 222.0991
1375 | 27010 | EXAM | Level 1 | 311.0991
1378 | 27010 | TREATMENT | Level 1 | 342.4147
1379 | 27010 | MEDICATION | Level 1 | 93.587
1380 | 27010 | EXAM | Level 1 | 99.4814
1381 | 27010 | EXAM | Level 1 | 101.8083
1382 | 27010 | EXAM | Level 1 | 98.815
1383 | 27010 | EXAM | Level 1 | 101.7245
1384 | 27010 | TREATMENT | Level 1 | 339.4082
1385 | 27010 | TREATMENT | Level 1 | 439.1086
1386 | 27010 | EXAM | Level 1 | 125.0999
1387 | 27010 | LOUNGE | Level 1 | 165.3416
1710 | 28340 | STORAGE | Level 1 | 588.9572
1717 | 28340 | STORAGE | Level 1 | 1830.504
1718 | 28460 | JANITOR | Level 1 | 48.6223
1722 | 28340 | ACCESSIBLE STAFF TOILET | Level 1 | 67.9806
1727 | 28340 | ACCESSIBLE TOILET | Level 1 | 77.6109
1736 | 28340 | STORAGE | Level 1 | 2548.8869
1744 | 28460 | JANITOR | Level 1 | 30.3072
1745 | 27570 | CATH CONSULTING | Level 1 | 127.9136
1746 | 27570 | CATH LAB WAITING | Level 1 | 305.772
1747 | 28560 | PRIVATE CONSULT | Level 1 | 102.4005
1748 | 28560 | ADMITTING | Level 1 | 81.7526
1749 | 28560 | ADMITTING | Level 1 | 101.2846
1750 | 28560 | ACCESSIBLE ADMITTING | Level 1 | 115.5127
1751 | 28560 | FINANCIAL CONSULT | Level 1 | 128.7013
1752 | 28560 | ACCESSIBLE FINANCIAL CONSULT | Level 1 | 156.7177
1753 | 28560 | WORK ROOM / STAFF LOUNGE | Level 1 | 190.1347
1754 | 28560 | ACCESSIBLE STAFF TOILET | Level 1 | 67.0641
1755 | 28560 | OFFICE - MGR | Level 1 | 241.6548
1756 | 28560 | CLERICAL WORKSPACE | Level 1 | 167.3586
1758 | 28450 | FIRE COMMAND ROOM | Level 1 | 113.5391
1759 | 28560 | SHARED BED PLACEMENT | Level 1 | 167.3495
1760 | 28560 | PATIENT ACCESS COORDINATOR | Level 1 | 154.3571
1761 | 28560 | ADMIN SUPERVISOR | Level 1 | 102.1861
1762 | 28560 | CORRIDOR | Level 1 | 604.7691
1765 | 28420 | SECURITY | Level 1 | 389.8038
1768 | 28450 | ELEC | Level 1 | 257.7698
1769 | 38680 | CHAPEL | Level 1 | 276.446
1770 | 29950 | FLOWER SHOP | Level 1 | 96.3779
1771 | 29950 | GIFT SHOP | Level 1 | 490.9765
1772 | 29950 | ACCESSIBLE DRESSING ROOM | Level 1 | 46.1816
1773 | 29950 | STORAGE | Level 1 | 45.4698
1776 | 28610 | CONFERENCE ROOM | Level 1 | 434.8938
1781 | 28460 | JANITOR | Level 1 | 30.9076
1000A | 28450 | STORAGE | Level 1 | 84.4363
1050A | 28340 | STORAGE | Level 1 | 22.4803
1060A | 28340 | STORAGE | Level 1 | 23.3984
1081A | 28340 | OFFICE | Level 1 | 90.3889
1090A | 27710 | PHARMACY | Level 1 | 77.9909
2722 | 27779 | EQUIPMENT STORAGE | Level 2 | 141.8419
3102 | 27710 | PHARMACY - O R | Level 3 | 109.1138
4175 | 27710 | OFFICE | Level 4 | 108.8977
4301 | 27710 | PHARMACY | Level 4 | 207.3223
5301 | 27710 | OFFICE - PHARMACY | Level 5 | 225.4456
G738 | 27710 | OFFICE | Level GL | 101.1636
G739 | 27710 | OFFICE - BUYER | Level GL | 102.0443
G740 | 27710 | OFFICE - PYXIS | Level GL | 113.4242
G741 | 27710 | STORAGE - CLEAN | Level GL | 216.1628
G742 | 27710 | STAFF LOUNGE | Level GL | 196.9706
G743 | 27710 | ORDER ENTRY | Level GL | 1918.4787
G744 | 27710 | ANTE ROOM | Level GL | 233.876
G745 | 27710 | IV MIX | Level GL | 217.9721
G746 | 27710 | CHEMO | Level GL | 122.5994
G747 | 27710 | TOILET VESTIBULE | Level GL | 28.7303
G748 | 27710 | ACCESSIBLE STAFF TOILET | Level GL | 70.2708
G750 | 27710 | COMPOUNDING | Level GL | 232.9285
G752 | 27710 | OFFICE | Level GL | 84.7194
G755 | 27710 | BREAK DOWN | Level GL | 132.0227
G756 | 27710 | RECEIVING | Level GL | 99.9294
3148 | 27720 | LAB - RESP ABG | Level 3 | 99.0975
4153 | 27720 | STORAGE | Level 4 | 57.8854
4227 | 27720 | SITZ BATH | Level 4 | 42.863
4329 | 27720 | OFFICE | Level 4 | 225.2121
4329A | 27720 | OFFICE | Level 4 | 66.4843
4329B | 27720 | OFFICE | Level 4 | 92.5757
4333 | 27720 | CONFERENCE | Level 4 | 246.5146
4339 | 27720 | STORAGE | Level 4 | 51.4415
4339A | 27720 | STORAGE | Level 4 | 12.7333
4343 | 27720 | STORAGE | Level 4 | 201.3523
4345 | 27720 | STORAGE | Level 4 | 186.9691
4362A | 27720 | LOCKERS | Level 4 | 81.339
4362B | 27720 | TOILET | Level 4 | 78.3809
4367 | 27720 | LOCKERS | Level 4 | 390.6544
4369 | 27720 | TESTING - RESPIRATORY | Level 4 | 123.7411
G714 | 27740 | REPAIR ROOM | Level GL | 125.8381
G715 | 27740 | TREATMENT - NEG PRESS | Level GL | 179.0295
G716 | 27740 | BLOOD BORNE INFECT NEG PRESS | Level GL | 175.1068
G717 | 27740 | CLEAN UTILITY / STORAGE | Level GL | 176.029
G720 | 27740 | EXAM | Level GL | 211.6923
G721 | 27740 | OFFICE | Level GL | 134.8794
G722 | 27740 | ACCESSIBLE STAFF TOILET | Level GL | 91.9646
G723 | 27740 | STORAGE | Level GL | 105.6089
G724 | 27740 | SOILED UTILITY | Level GL | 93.5805
G725 | 27740 | STAFF LOUNGE | Level GL | 150.7133
G726 | 27740 | INPATIENT DIALYSIS | Level GL | 1642.0504
G727 | 27740 | NURSE STATION | Level GL | 233.794
G729 | 27740 | STORAGE | Level GL | 91.5441
G730 | 27740 | WATER TREATMENT | Level GL | 163.1485
G731 | 27740 | ACCESSIBLE PATIENT TOILET | Level GL | 52.7246
4311 | 27760 | LAB - GI | Level 4 | 445.3833
4311D | 27760 | NURSE STATION | Level 4 | 114.746
4313 | 27760 | GI TREATMENT 1 | Level 4 | 225.4663
4317 | 27760 | CLEAN UTILITY | Level 4 | 179.8931
4321 | 27760 | SCOPE PROCESSING | Level 4 | 132.2633
4323 | 27760 | TOILET - ADA | Level 4 | 64.2295
4325 | 27760 | GI TREATMENT 2 | Level 4 | 227.9117
4331 | 27777 | GYM | Level 4 | 375.9335
4341 | 27777 | TREATMENT | Level 4 | 367.6661
4341A | 27777 | EXAM | Level 4 | 82.9754
4341B | 27777 | WORK ROOM | Level 4 | 82.8123
5139A | 27777 | OFFICE | Level 5 | 47.3311
5160 | 27777 | PT SATELLITE | Level 5 | 413.0199
5181 | 27777 | OFFICE - PHYS THERAPY | Level 5 | 103.7036
5185 | 27777 | STORAGE - PT | Level 5 | 104.1807
2724 | 27779 | NEUROPSYCH / PRIVATE TREATMENT | Level 2 | 121.444
2725 | 27779 | NEUROPSYCH / PRIVATE TREATMENT | Level 2 | 120.7809
2726 | 27779 | NEUROPSYCH / PRIVATE TREATMENT | Level 2 | 122.0924
2727 | 27779 | NEUROPSYCH / PRIVATE TREATMENT | Level 2 | 163.2337
2728 | 27779 | SPLINT ROOM | Level 2 | 168.7169
2730 | 27779 | ACCESSIBLE STAFF TOILET | Level 2 | 51.8555
2731 | 27779 | ACCESSIBLE PATIENT TOILET | Level 2 | 52.2932
2732 | 27779 | CLEAN UTILITY | Level 2 | 129.9012
2733 | 27779 | STAFF LOUNGE | Level 2 | 144.2244
2734 | 27779 | SOILED UTILITY | Level 2 | 97.86
2735 | 27779 | PHYSICAL THERAPY WORKSPACE | Level 2 | 355.7658
2736 | 27779 | GYM | Level 2 | 2414.3218
2737 | 27779 | PRIVATE TREATMENT/ ASSISTIVE TECH | Level 2 | 130.4206
2738 | 27779 | PRIVATE TREATMENT ROOM | Level 2 | 122.5366
2739 | 27779 | OCCUPATIONAL THERAPY | Level 2 | 486.1496
2742 | 27779 | RECEPTION | Level 2 | 313.7808
2749 | 27779 | CORRIDOR | Level 2 | 80.9413
2752 | 27779 | CORRIDOR / OPEN AREA | Level 2 | 1541.2957
2318 | 27889 | OFFICE - PICC | Level 2 | 202.3399
2230 A/B | 28340 | DIETARY DISASTER STORAGE | Level 2 | 240.1093
2234 A/B | 28340 | DIETARY DISASTER STORAGE | Level 2 | 254.3964
2238 A/B | 28340 | DIETARY DISASTER STORAGE | Level 2 | 235.5894
2242 | 28340 | DIETARY DISASTER STORAGE | Level 2 | 207.7517
2244 | 28340 | DIETARY DISASTER STORAGE | Level 2 | 224.8586
2301 | 28340 | OFFICE | Level 2 | 76.197
G111 | 27779 |  | Level GL | 234.8684
G112 | 27779 | STORAGE | Level GL | 226.1032
G113 | 27779 |  | Level GL | 274.1376
G114 | 27779 |  | Level GL | 111.6612
G114A | 27779 |  | Level GL | 86.706
G114B | 27779 | TOILET - STAFF | Level GL | 35.1685
G114C | 27779 | TOILET - STAFF | Level GL | 34.9502
G115 | 27779 |  | Level GL | 79.8737
G116 | 27779 |  | Level GL | 75.8983
G117 | 27779 |  | Level GL | 75.1032
G118 | 27779 |  | Level GL | 69.9199
G119 | 27779 |  | Level GL | 75.5019
G119B | 27779 |  | Level GL | 210.1169
G119C | 27779 | STORAGE | Level GL | 13.9133
G119D | 27779 | STORAGE | Level GL | 25.5095
2301A | 28340 | OFFICE | Level 2 | 129.5165
1105A | 27630 | OFFICE | Level 1 | 85.5169
1107A | 27630 | MECH | Level 1 | 124.7384
1108A | 27630 | STORAGE | Level 1 | 6.6274
1114A | 27630 | CHANGING - MENS | Level 1 | 107.9478
1114B | 27630 | TOILET - MENS | Level 1 | 100.6898
1114C | 27630 | CHANGING - WOMENS | Level 1 | 137.6025
1114D | 27630 | TOILET - WOMENS | Level 1 | 96.3016
1114E | 27630 | STORAGE | Level 1 | 30.1942
1115A | 27670 | TOILET | Level 1 | 47.8509
1116A | 27670 | TOILET | Level 1 | 51.3684
1117A | 27670 | STORAGE | Level 1 | 23.4902
1118A | 27670 | TOILET | Level 1 | 31.8452
1119A | 27670 | STORAGE | Level 1 | 37.9357
1119B | 27670 | TOILET | Level 1 | 54.828
1124A | 27630 | RADIOLOGY 13 | Level 1 | 249.0403
1124B | 27630 | RADIOLOGY 14 | Level 1 | 277.1696
1129A | 27570 | CONTROL | Level 1 | 176.893
1129B | 27570 | EQUIP | Level 1 | 56.2553
1144A | 27630 | TOILET | Level 1 | 28.2159
1144B | 27630 | TECH AREA | Level 1 | 53.3051
1144C | 27630 | TECH AREA | Level 1 | 59.6729
1144D | 27630 | TECH AREA | Level 1 | 48.0428
1144E | 27630 | TOILET | Level 1 | 67.4816
1144F | 27630 | TECH AREA | Level 1 | 63.9206
1144G | 27630 | TECH AREA | Level 1 | 44.7188
1144H | 27630 | TELE / DATA | Level 1 | 17.0481
1144I | 27630 | TRANSCRIPTION | Level 1 | 625.8771
2302 | 28340 | TRASH CHUTE | Level 2 | 49.7841
2302A | 28340 | TRASH | Level 2 | 25.0493
2303 | 28370 | STORAGE | Level 2 | 102.1386
2007 | 28450 | STORAGE | Level 2 | 28.4369
2009 | 28450 | MECH / STORAGE | Level 2 | 7430.3748
2015 | 28450 | LOCKERS - ENGINEERING | Level 2 | 582.8098
2101 | 28450 | MECH | Level 2 | 153.0525
2155 | 28450 | MECH | Level 2 | 12084.8757
2185 | 28450 | MECH | Level 2 | 5055.1376
G044 | 28340 | STORAGE | Level GL | 711.2252
G044A | 28340 | STORAGE | Level GL | 127.708
G225 | 28340 | OFFICE | Level GL | 128.4386
3001A | 28350 | LINEN | Level 3 | 17.6145
4263A | 28350 | LINEN | Level 4 | 15.9236
4309 | 28350 | DUMBWAITER | Level 4 | 42.0531
G068 | 28350 | LAUNDRY | Level GL | 1676.2114
L020 | 28350 | LAUNDRY | Level LL | 2738.8205
2303A | 28450 | ELEC / MECH | Level 2 | 84.3484
G210 | 28370 | TRANSPORT | Level GL | 543.5047
G210A | 28370 | OFFICE | Level GL | 124.5174
G210B | 28370 | OFFICE | Level GL | 228.199
G215 | 28370 | TRANSPORTATION | Level GL | 558.7169
G220 | 28370 | OFFICE - TRANSPORTATION | Level GL | 95.3004
G286 | 28400 | MAIL ROOM | Level GL | 68.376
L060A | 28400 | TOILET | Level LL | 53.5058
L075A | 28400 | STORAGE - CENTRAL | Level LL | 58.3894
L013A | 28400 | DUMBWAITER | Level LL | 98.4192
L075B | 28400 | OFFICE | Level LL | 125.4964
L075C | 28400 | OFFICE | Level LL | 143.6915
L010A | 28400 | OFFICE | Level LL | 148.257
L013 | 28400 | MATERIALS MGMT | Level LL | 415.594
L030 | 28400 | DISTRIBUTION | Level LL | 1017.5498
L080A | 28400 | PURCHASING | Level LL | 1077.4325
L075 | 28400 | STORAGE - CENTRAL | Level LL | 2376.408
3175 | 28402 | WAITING | Level 3 | 98.9791
3185 | 28402 | STERILE INSTR SUPPLY | Level 3 | 1421.1006
3185C | 28402 | TOILET | Level 3 | 29.5537
3185E | 28402 | OFFICE | Level 3 | 103.9501
3185F | 28402 | TOILET | Level 3 | 26.2797
G710 | 28402 | MATERIALS STORAGE | Level GL | 534.1316
G710A | 28402 | MATERIALS STORAGE | Level GL | 981.068
L130F | 28402 | STORAGE - CLEAN AREA | Level LL | 1305.537
L718 | 28402 | MATERIALS MGMT | Level LL | 2018.3828
1167A | 27570 | TOILET | Level 1 | 46.9197
1169A | 27570 | OFFICE | Level 1 | 128.0136
1174A | 27570 | STORAGE | Level 1 | 68.6093
1185A | 27570 | TOILET | Level 1 | 50.0625
1210A | 27500 | LOCKERS | Level 1 | 96.3899
1212A | 27500 | TOILET | Level 1 | 114.5968
1230A | 27503 | BLOOD BANK | Level 1 | 17.0141
1235A | 27500 | STORAGE | Level 1 | 28.1464
2711 | 28450 | MECH | Level 2 | 1135.8267
2712 | 28450 | ELEC | Level 2 | 265.7956
2723 | 28450 | MECH | Level 2 | 763.5492
2743 | 28450 | MECH | Level 2 | 812.1013
C206 | 28450 | CORRIDOR | Level 2 | 177.4535
2003 | 28460 | TRASH CHUTE | Level 2 | 21.0931
2310 | 28460 | ENVIRONMENTAL SERVICES | Level 2 | 33.0621
2345 | 28460 | STORAGE | Level 2 | 27.782
2353 | 28460 | JANITOR | Level 2 | 34.6351
2373 | 28460 | JANITOR | Level 2 | 30.6186
2714 | 28460 | JANITOR | Level 2 | 49.2444
3101 | 28450 | ELEC | Level 3 | 125.8017
3177 | 28450 | MECH | Level 3 | 97.3119
3319 | 28450 | ELEC | Level 3 | 46.2581
3330 | 28450 | ELEC | Level 3 | 108.9722
3761 | 28450 | ELECTRICAL | Level 3 | 251.0795
3113A | 28450 | ELEC | Level 3 | 18.9161
3124A | 28450 | STORAGE | Level 3 | 62.0995
4001A | 28450 | ELEC | Level 4 | 11.0601
4065 | 28450 | MECH / STORAGE | Level 4 | 94.8288
4101A | 28450 | ELEC | Level 4 | 139.9621
4189 | 28450 | MECH | Level 4 | 98.3012
4305 | 28450 | ELEC | Level 4 | 103.1445
4761 | 28450 | ELEC | Level 4 | 249.5089
5001A | 28450 | ELEC | Level 5 | 19.208
5101 | 28450 | ELEC | Level 5 | 138.7749
5103 | 28450 | MECH | Level 5 | 358.7008
5197 | 28450 | MECH | Level 5 | 97.2133
5285A | 28450 | STORAGE | Level 5 | 21.2679
5304 | 28450 | STORAGE | Level 5 | 62.3145
5305 | 28450 | STORAGE | Level 5 | 20.1321
5309 | 28450 | MECH | Level 5 | 127.0886
5330 | 28450 | MECH | Level 5 | 534.3802
5331 | 28450 | MECH | Level 5 | 2118.6806
5761 | 28450 | ELEC | Level 5 | 246.6358
6761 | 28450 | ELEC | Level 6 | 246.6358
7761 | 28450 | ELEC | Level 7 | 246.6358
8761 | 28450 | ELEC | Level 8 | 246.6358
9761 | 28450 | ELEC | Level 9 | 246.6358
10761 | 28450 | ELEC | Level 10 | 246.6358
11714 | 28450 | ELEC | Level 11 | 256.2967
11721 | 28450 | STORAGE | Level 11 | 147.066
12701 | 28450 | ELEVATOR CONTROL ROOM | Level 12 | 609.6038
12702 | 28450 | ROOF ACCESS LOBBY | Level 12 | 1120.9355
1250A | 27500 | LAB | Level 1 | 362.2023
BCM 6-01 | 28450 | MECH | Level 6 | 3145.3299
BCM 6-02 | 28450 | MECH | Level 6 | 1051.8372
BCM 7-01 | 28450 | MECH | Level 7 | 1082.1302
2341 | 28470 | TELE BOOTH | Level 2 | 18.6715
G030 | 28450 | STORAGE | Level GL | 256.7855
G060 | 28450 | MECH | Level GL | 2893.7495
G062 | 28450 | MECH | Level GL | 963.3784
G062A | 28450 | MECH | Level GL | 1643.3676
G064 | 28450 | MECH | Level GL | 155.0626
G066 | 28450 | STORAGE | Level GL | 130.0815
G068B | 28450 | REPAIR - BED | Level GL | 526.8877
G068C | 28450 | MECH | Level GL | 1066.8062
G069 | 28450 | STORAGE | Level GL | 259.9545
G069A | 28450 | STORAGE | Level GL | 28.1064
G250 | 28450 | MECH | Level GL | 2201.4002
G300 | 28450 | MECH | Level GL | 1843.602
G301 | 28450 | MECH | Level GL | 826.0658
G302 | 28450 | MECH | Level GL | 161.9331
G303 | 28450 | MECH | Level GL | 207.7572
G304 | 28450 | ENGINEERING SHOP | Level GL | 1016.0134
G305 | 28450 | ENGINEERING SHOP | Level GL | 597.3125
G737 | 28450 | MECH | Level GL | 999.6344
G761 | 28450 | MECH | Level GL | 5327.4892
G762 | 28450 | FIRE PUMP ROOM | Level GL | 774.5661
G765 | 28450 | ELEC | Level GL | 345.7057
G766 | 28450 | NORMAL POWER | Level GL | 1770.8466
G767 | 28450 | TRANSFER SWITCH ROOM | Level GL | 506.425
L035A | 28450 | ASST CHF ENGNR | Level LL | 35.7838
L060 | 28450 | STORAGE | Level LL | 71.1125
L090A | 28450 | OXYGEN | Level LL | 77.1046
L716 | 28450 | ELEVATOR MACHINE ROOM | Level LL | 79.3863
L721 | 28450 | NITROGEN AND NITROUS STORAGE | Level LL | 88.2812
L013B | 28450 | STORAGE - MED GAS | Level LL | 95.7838
L160 | 28450 | MECH | Level LL | 96.8351
L720 | 28450 | GAS STORAGE | Level LL | 111.2486
L055 | 28450 | KEY SHOP | Level LL | 137.7372
L001A | 28450 | MECH / STORAGE | Level LL | 174.7937
L070 | 28450 | ASST CHF ENGNR | Level LL | 180.3594
L110 | 28450 | ELEC | Level LL | 181.6424
L035 | 28450 | ASST CHF ENGNR | Level LL | 193.1396
L050 | 28450 | ENGINEERING | Level LL | 214.279
L085B | 28450 | EQUIP | Level LL | 228.6582
L085A | 28450 | SWITCH | Level LL | 381.5407
L175 | 28450 | MECH - VACUUM ROOM | Level LL | 392.6392
L085 | 28450 | EQUIP | Level LL | 554.2059
L135 | 28450 | CHILLER | Level LL | 628.8823
L085D | 28450 | EQUIP | Level LL | 738.8903
L195 | 28450 | ELEC - PGE VAULT | Level LL | 785.0492
L080 | 28450 | BOILER ROOM | Level LL | 855.2852
L185 | 28450 | SWITCH | Level LL | 1095.3134
L147 | 28450 | EMERGENCY GENERATOR | Level LL | 1192.1572
L190 | 28450 | BOILER ROOM | Level LL | 1385.9478
L001D | 28455 | TOILET | Level LL | 48.0946
L001 | 28455 | CLINICAL ENG | Level LL | 123.0372
L005A | 28455 | CLINICAL ENG | Level LL | 183.7349
L001C | 28455 | CLINICAL ENG | Level LL | 390.5975
L005 | 28455 | CLINICAL ENG | Level LL | 702.2415
L001B | 28455 | CLINICAL ENG | Level LL | 765.5183
1255A | 27502 | ISOLATION | Level 1 | 130.713
1260A | 27500 | TOILET | Level 1 | 116.8033
1260B | 27500 | TOILET | Level 1 | 30.4718
1260C | 27500 | OFFICE | Level 1 | 47.1863
1288A | 27520 | LAB RECEPTION - PATHOLOGY | Level 1 | 85.6303
1300A | 27650 | STORAGE | Level 1 | 75.7322
1300B | 27650 | STORAGE | Level 1 | 27.8733
1302A | 27650 | OFFICE | Level 1 | 69.0705
2274 | 28710 | MEDICAL STAFF ADMIN | Level 2 | 123.5683
2275 | 28710 | MEDICAL STAFF ADMIN | Level 2 | 111.341
2277 | 28710 | MEDICAL STAFF ADMIN | Level 2 | 113.4326
2278 | 28710 | MEDICAL STAFF ADMIN | Level 2 | 145.1465
2279 | 28710 | MEDICAL STAFF ADMIN | Level 2 | 113.4326
2280 | 28710 | MEDICAL STAFF ADMIN | Level 2 | 113.8249
3023 | 28460 | JANITOR | Level 3 | 13.156
3071 | 28460 | JANITOR | Level 3 | 16.8182
3073 | 28460 | TRASH CHUTE | Level 3 | 11.5949
3075 | 28460 | JANITOR | Level 3 | 80.8919
3157 | 28460 | JANITOR | Level 3 | 66.5482
3731 | 28460 | JANITOR | Level 3 | 46.476
3128A | 28460 | JANITOR | Level 3 | 82.0674
3331A | 28460 | JANITOR | Level 3 | 15.1945
4021 | 28460 | STORAGE | Level 4 | 17.7207
4033 | 28460 | JANITOR | Level 4 | 59.1985
4067 | 28460 | TRASH CHUTE | Level 4 | 12.5853
4069 | 28460 | STORAGE | Level 4 | 17.8541
4070 | 28460 | STORAGE | Level 4 | 21.9722
4071 | 28460 | JANITOR | Level 4 | 65.7759
4133 | 28460 | JANITOR | Level 4 | 47.6948
4141A | 28460 | JANITOR | Level 4 | 34.0575
4171 | 28460 | JANITOR | Level 4 | 75.9097
4307 | 28460 | JANITOR | Level 4 | 58.6083
4365 | 28460 | JANITOR / TOILET | Level 4 | 64.5095
4731 | 28460 | JANITOR | Level 4 | 46.4728
5033 | 28460 | JANITOR | Level 5 | 36.6613
5061 | 28460 | JANITOR | Level 5 | 13.5789
5063 | 28460 | TRASH CHUTE | Level 5 | 18.7441
5065 | 28460 | JANITOR | Level 5 | 69.2479
5141 | 28460 | JANITOR | Level 5 | 65.3772
5303 | 28460 | JANITOR | Level 5 | 128.7229
5714 | 28460 | JANITOR | Level 5 | 43.771
6714 | 28460 | JANITOR | Level 6 | 43.7736
7714 | 28460 | JANITOR | Level 7 | 43.7736
8714 | 28460 | JANITOR | Level 8 | 43.7725
9714 | 28460 | JANITOR | Level 9 | 43.7736
10714 | 28460 | JANITOR | Level 10 | 43.771
11711 | 28460 | JANITOR | Level 11 | 37.5052
4365A | 28460 | JANITOR / TOILET | Level 4 | 28.287
4365B | 28460 | TELE / DATA | Level 4 | 14.1342
5193A | 28460 | JANITOR | Level 5 | 15.988
G038 | 28460 | JANITOR | Level GL | 51.3742
G069B | 28460 | JANITOR | Level GL | 40.5104
G071 | 28460 | TRASH CHUTE | Level GL | 22.7961
G128 | 28460 | JANITOR | Level GL | 65.8423
G205 | 28460 | ENVIRONMENTAL SERVICES SERVICE STORAGE | Level GL | 239.9734
G230 | 28460 | CONFERENCE | Level GL | 307.9304
G235 | 28460 | OFFICE | Level GL | 172.6317
G240 | 28460 | OFFICE | Level GL | 407.2437
G240A | 28460 | OFFICE | Level GL | 167.1711
G255 | 28460 | STORAGE | Level GL | 554.5564
G265 | 28460 | STORAGE | Level GL | 108.6893
G265A | 28460 | STORAGE | Level GL | 242.4657
G265B | 28460 | STORAGE | Level GL | 194.0842
G718 | 28460 | JANITOR - DIALYSIS | Level GL | 58.2672
G751 | 28460 | JANITOR | Level GL | 38.9606
G772 | 28460 | JANITOR | Level GL | 46.3996
L130C | 28460 | JANITOR | Level LL | 52.1042
L015 | 28460 | JANITOR | Level LL | 54.5773
L713 | 28460 | JANITOR / STORAGE | Level LL | 262.2424
L105 | 28460 | TRASH | Level LL | 281.2196
2281 | 28710 | MEDICAL STAFF ADMIN | Level 2 | 289.2174
5285 | 28470 | TELE BOOTH | Level 5 | 29.9654
G035 | 28470 | TELE BOOTH | Level GL | 47.5348
G081E | 28470 | TELE | Level GL | 184.7231
G082 | 28470 | TELE BOOTH | Level GL | 63.7388
G275 | 28470 | DATA / TELE - PBX | Level GL | 288.6554
G280 | 28470 | OFFICE | Level GL | 71.4645
G282 | 28470 | COMPUTER | Level GL | 223.4808
G284 | 28470 | OFFICE | Level GL | 221.0376
G285 | 28470 | TELE | Level GL | 405.0959
G295 | 28470 | TELE SWITCH ROOM | Level GL | 269.0996
G295A | 28470 | STORAGE | Level GL | 369.7832
L190A | 28470 | STORAGE | Level LL | 59.2421
L145 | 28470 | VESTIBULE | Level LL | 101.1108
L165D | 28470 | CONFERENCE | Level LL | 113.1395
L145A | 28470 | OFFICE | Level LL | 119.0735
L145C | 28470 | OFFICE | Level LL | 136.429
L145B | 28470 | OFFICE | Level LL | 140.5814
L165B | 28470 | PRINTING | Level LL | 359.8339
L165A | 28470 | OFFICES | Level LL | 421.5146
L165 | 28470 | MIS / DATA PROCESSING | Level LL | 805.1146
L165C | 28470 | OFFICES | Level LL | 859.1365
1307A | 27650 | STORAGE | Level 1 | 17.1885
1308A | 27650 | STORAGE | Level 1 | 19.0764
1308B | 27650 | TOILET | Level 1 | 21.0398
1313A | 27650 | OFFICE | Level 1 | 90.5984
1322A | 27710 | PHARMACY REFRIG STERILE | Level 1 | 196.504
1322B | 27710 | OFFICE - PHARMACY | Level 1 | 204.9078
1329A | 28450 | ELEC / MECH | Level 1 | 37.0578
1329B | 27010 | OFFICE - MANAGER | Level 1 | 186.4173
1329C | 27010 | OFFICE | Level 1 | 104.2773
1329D | 27010 | CONFERENCE | Level 1 | 368.3817
1334A | 28610 | CONFERENCE CENTER | Level 1 | 137.6498
1335A | 28610 | CONFERENCE CENTER | Level 1 | 45.8532
1335B | 28610 | CONFERENCE CENTER | Level 1 | 37.5146
1335C | 28610 | CONFERENCE CENTER | Level 1 | 35.9348
G040 | 28560 | LOCKERS - WOMENS | Level GL | 944.9817
G040A | 28560 | LOCKERS - WOMENS | Level GL | 169.3138
G048 | 28560 | LOCKERS - MENS | Level GL | 711.1953
G124 | 28560 | REGISTRATION | Level GL | 133.9575
1335D | 28610 | CONFERENCE CENTER | Level 1 | 95.2702
1335E | 28610 | CONFERENCE CENTER | Level 1 | 25.5438
1336A | 28610 | CONFERENCE CENTER | Level 1 | 125.6846
1339A | 27010 | EXAM | Level 1 | 162.2481
11708 | 28610 | STORAGE | Level 11 | 46.6673
11717 | 28610 | SERVICE ROOM | Level 11 | 185.2091
11718 | 28610 | STORAGE | Level 11 | 231.4121
11719 | 28610 | CONFERENCE ROOM | Level 11 | 1163.5812
1354A | 27010 | CORRIDOR | Level 1 | 57.4441
1354B | 27010 | TREATMENT | Level 1 | 161.6
1355A | 27010 | TOILET | Level 1 | 60.1172
1355B | 27010 | DICTATION - MD | Level 1 | 81.554
1356A | 28450 | ELEC | Level 1 | 36.9694
1360A | 27010 | TOILET | Level 1 | 63.3507
1361A | 27010 | STORAGE | Level 1 | 51.5924
4364A | 28610 | SLEEP ROOM (KAISER) | Level 4 | 90.8815
4364B | 28610 | TOILET (KAISER) | Level 4 | 54.429
4364C | 28610 | SLEEP ROOM (KAISER) | Level 4 | 87.1364
G100 | 28610 | RECEPTION | Level GL | 732.3002
G101 | 28610 | OFFICE | Level GL | 127.0732
G102 | 28610 | OFFICE | Level GL | 191.4316
G103 | 28610 | OFFICE | Level GL | 181.5908
G104 | 28610 | OFFICE | Level GL | 218.9711
G105 | 28610 | OFFICE | Level GL | 234.2541
G106 | 28610 | OFFICE | Level GL | 421.315
G107 | 28610 | OFFICE | Level GL | 197.7185
G107A | 28610 | OFFICE | Level GL | 187.165
G109 | 28610 | OFFICE | Level GL | 170.8146
G121 | 28610 | MEDICAL RECORDS | Level GL | 358.9554
G127 | 28610 | OFFICE | Level GL | 129.2563
G128A | 28610 | OFFICE | Level GL | 136.8134
3180 | 28641 | OFFICE | Level 3 | 425.9408
G140A | 28641 | QUALITY MGMT | Level GL | 395.0855
G135 | 28653 | MD / PHYSICIAN SVCS | Level GL | 144.7959
G120 | 28700 | MEDICAL RECORDS | Level GL | 282.1721
G120A | 28700 | MEDICAL RECORDS - VAULT | Level GL | 60.5576
G122 | 28700 | BIRTH CERT | Level GL | 183.5185
G123 | 28700 | MEDICAL RECORDS | Level GL | 219.141
G125 | 28700 | MEDICAL RECORDS | Level GL | 3159.9852
G126 | 28700 | OFFICE | Level GL | 149.7698
G137A | 28700 | STORAGE | Level GL | 44.527
2281A | 28710 | MEDICAL STAFF ADMIN | Level 2 | 114.4467
2282 | 28710 | MEDICAL STAFF ADMIN | Level 2 | 287.9696
2297 | 28710 | MEDICAL STAFF ADMIN | Level 2 | 144.198
2391 | 28756 | CASE MGMT | Level 2 | 86.5657
2713 | 38480 | IT | Level 2 | 217.8103
2197 | 38680 | OFFICE | Level 2 | 145.2664
2340 A/B/C | 38753 | OFFICE - INFECTION CONTROL | Level 2 | 365.8187
2320 | 38897 | OFFICE | Level 2 | 281.4846
2321 | 38897 | TOILET | Level 2 | 54.789
2338 | 38897 | OFFICE | Level 2 | 369.8802
G160 | 28710 | LOUNGE | Level GL | 1279.6092
G160A | 28710 | TOILET | Level GL | 95.7842
G160B | 28710 | TOILET | Level GL | 117.1607
4179 | 28711 | OFFICE | Level 4 | 105.7336
G050B | 28720 | NURSING ADMIN | Level GL | 127.9647
G050C | 28720 | NURSING ADMIN | Level GL | 93.2375
G080 | 28720 | STORAGE | Level GL | 198.6526
G085 | 28720 | OFFICE | Level GL | 181.6949
G085B | 28720 | CONFERENCE | Level GL | 150.3214
G087 | 28720 | OFFICE - SURGICAL SVCS | Level GL | 171.5578
G088(1) | 28720 | OFFICE | Level GL | 64.6977
G089 | 28720 | NURSING ADMIN | Level GL | 184.5778
G092 | 28720 | STORAGE | Level GL | 28.7389
G086 | 28730 | COPY | Level GL | 199.9013
G090A | 28730 | RECEPTION | Level GL | 519.0947
G090B | 28730 | OFFICE | Level GL | 92.2186
G090C | 28730 | ADMIN | Level GL | 117.8548
G090D | 28730 | CONFERENCE | Level GL | 314.5314
G090E | 28730 | OFFICE | Level GL | 109.1881
G090F | 28730 | FILE ROOM | Level GL | 59.0809
G090G | 28730 | OFFICE | Level GL | 86.1394
G091 | 28730 | STORAGE | Level GL | 18.0745
1361B | 27010 | STORAGE | Level 1 | 57.4547
2344 | 38897 | TOILET | Level 2 | 34.5472
3385 | 28756 | OFFICE | Level 3 | 89.4651
4275 | 28756 | OFFICE | Level 4 | 87.2808
5109 | 28756 | CASE MGMT | Level 5 | 92.8161
G140 | 28756 | CASE MGMT | Level GL | 2044.8497
G141 | 28756 | CASE MGMT | Level GL | 21.9375
G142 | 28756 | CASE MGMT | Level GL | 23.0111
G143 | 28756 | CASE MGMT | Level GL | 22.1658
G144 | 28756 | CASE MGMT | Level GL | 20.7826
G145 | 28756 | CASE MGMT | Level GL | 21.0109
G146 | 28756 | CASE MGMT | Level GL | 52.2809
G147 | 28756 | CASE MGMT | Level GL | 102.2526
G148 | 28756 | CASE MGMT | Level GL | 113.1253
3301 | 28790 | ORTHO SERV LINE | Level 3 | 78.9186
3306 | 28792 |  | Level 3 | 117.8521
3310 | 28792 |  | Level 3 | 234.7162
3311 | 28792 | TOILET | Level 3 | 64.6602
3320 | 28792 | FAMILY ROOM | Level 3 | 148.3895
3321 | 28792 | WAITING (CHILDREN'S PLAY AREA) | Level 3 | 88.2635
3323 | 28792 | WAITING (FAMILY RESOURCE CENTER) | Level 3 | 1473.4646
3327 | 28792 |  | Level 3 | 198.7831
3331 | 28792 | TOILET | Level 3 | 61.8548
3333 | 28792 | FAMILY ROOM | Level 3 | 93.5722
3335 | 28792 | LOUNGE - STAFF | Level 3 | 140.691
3337 | 28792 | STORAGE | Level 3 | 36.0596
3340 | 28792 | CONFERENCE | Level 3 | 292.6127
L017 | 29626 | STORAGE | Level LL | 86.8557
L010 | 29626 | COPY CENTER (LEASED SPACE) | Level LL | 594.7522
1365A | 27010 | CONTROL ROOM | Level 1 | 80.291
1365B | 27010 | DARK ROOM | Level 1 | 36.1158
1382A | 27010 | SOILED UTILITY | Level 1 | 135.5447
1383A | 27010 | TOILET | Level 1 | 71.1309
G130 | 29950 | GIFT SHOP | Level GL | 416.2467
2304 | 227-20118 | OFFICE | Level 2 | 253.9151
3760 | 38480 | IT | Level 3 | 213.361
4760 | 38480 | IT | Level 4 | 229.8815
5760 | 38480 | IT | Level 5 | 228.6573
6760 | 38480 | IT | Level 6 | 228.702
7760 | 38480 | IT | Level 7 | 228.702
8760 | 38480 | IT | Level 8 | 208.9656
9760 | 38480 | IT | Level 9 | 209.0001
10760 | 38480 | IT | Level 10 | 209.0001
G764 | 38480 | IT | Level GL | 516.1914
G085C | 38487 | EHR TRAINING | Level GL | 238.8239
G046 | 38670 | LOCKERS - VOLUN | Level GL | 701.3009
G046A | 38670 | STORAGE | Level GL | 136.0237
G050A | 38670 | VOLUNTEERS | Level GL | 294.5568
BCM 1400 | 28450 | MECH | Level 1 | 558.0417
2308 A/B/C/D | 227-20118 | OFFICE | Level 2 | 380.3074
G110 | 38680 | CHAPEL | Level GL | 239.0535
2309 | 227-20118 | SHOWER | Level 2 | 33.0662
G081 | 38754 | RISK MANAGEMENT | Level GL | 421.2075
G081A | 38754 | RISK MANAGEMENT | Level GL | 196.6961
G081B | 38754 | RISK MANAGEMENT | Level GL | 102.7762
G081C | 38754 | RISK MANAGEMENT | Level GL | 115.263
G081D | 38754 | RISK MANAGEMENT | Level GL | 115.8699
G085A | 38754 | RISK MANAGEMENT | Level GL | 187.5985
2316 | 227-20118 | OFFICE | Level 2 | 192.2403
2325 | 227-20118 | STORAGE | Level 2 | 44.9805
2326 | 227-20118 | OFFICE | Level 2 | 222.0414
2346 A/B/C | 227-20118 | OFFICE | Level 2 | 299.9807
3077 | 88400 | STORAGE | Level 3 | 80.7342
4073 | 88400 | STORAGE | Level 4 | 86.1958
5067 | 88400 | STORAGE | Level 5 | 84.6545
BCM 1763 | COMMON | MAIN RECEPTION DESK | Level 1 | 265.6344
BCM 1764 | COMMON | VESTIBULE | Level 1 | 156.8773
BCM 1766 | COMMON | WAITING / BUILDING LOBBY | Level 1 | 5951.6393
BCM 1767 | COMMON | VESTIBULE | Level 1 | 157.9565
BCM G-01 | COMMON | CORRIDOR | Level GL | 2145.5654
BCM G-02 | COMMON | CORRIDOR | Level GL | 2434.2016
BCM G-03 | COMMON | CORRIDOR | Level GL | 513.5813
BCM G136 | COMMON | TOILET - MENS | Level GL | 178.0367
BCM G137 | COMMON | TOILET - WOMENS | Level GL | 167.4677
FCM 1-01 | COMMON | CORRIDOR | Level 1 | 5439.372
FCM 1-02 | COMMON | CORRIDOR | Level 1 | 1634.1972
FCM 1021 | COMMON | TOILET - MENS | Level 1 | 92.332
FCM 1022 | COMMON | TOILET - WOMENS | Level 1 | 93.4585
FCM 1-03 | COMMON | CORRIDOR | Level 1 | 2350.1327
FCM 1-04 | COMMON | CORRIDOR | Level 1 | 120.5509
FCM 1-06 | COMMON | CORRIDOR | Level 1 | 1283.1853
FCM 1-07 | COMMON | CORRIDOR | Level 1 | 1569.6206
FCM 1-08 | COMMON | CORRIDOR | Level 1 | 285.3141
FCM 1-09 | COMMON | CORRIDOR | Level 1 | 3111.3657
FCM 1-10 | COMMON | CORRIDOR | Level 1 | 179.6387
FCM 1101 | COMMON | TOILET | Level 1 | 71.7856
FCM 1102 | COMMON | TOILET | Level 1 | 81.0645
FCM 10707 | COMMON | STAIR VESTIBULE | Level 10 | 74.4688
FCM 10732 | COMMON | STAIR VESTIBULE | Level 10 | 103.9398
FCM 10768 | COMMON | ACCESSIBLE TOILET | Level 10 | 50.058
FCM 10769 | COMMON | ACCESSIBLE TOILET | Level 10 | 52.5756
FCM 10770 | COMMON | CORRIDOR | Level 10 | 3087.442
FCM 10771 | COMMON | CORRIDOR | Level 10 | 2059.6341
FCM 10775 | COMMON | SERVICE ELEVATOR LOBBY | Level 10 | 255.0285
FCM 1104 | COMMON | WAITING | Level 1 | 694.748
FCM 1-11 | COMMON | CORRIDOR | Level 1 | 230.5116
FCM 1-12 | COMMON | CORRIDOR | Level 1 | 437.3382
FCM 11706 | COMMON | STAIR VESTIBULE | Level 11 | 69.1718
FCM 11710 | COMMON | ACCESSIBLE WOMENS TOILET | Level 11 | 247.8762
FCM 11712 | COMMON | ELEVATOR LOBBY | Level 11 | 645.5217
FCM 11713 | COMMON | ELEVATOR LOBBY | Level 11 | 304.5622
FCM 11715 | COMMON | ACCESSIBLE MENS TOILET | Level 11 | 163.5727
FCM 12704 | COMMON | STAIR VESTIBULE | Level 12 | 95.2092
FCM 1707 | COMMON | STAIR VESTIBULE | Level 1 | 103.4817
FCM 1709 | COMMON | CORRIDOR | Level 1 | 1207.3175
FCM 1739 | COMMON | CORRIDOR | Level 1 | 616.2422
FCM 1740 | COMMON | SERVICE ELEVATOR LOBBY | Level 1 | 259.1756
FCM 1741 | COMMON | CORRIDOR | Level 1 | 723.3654
FCM 1774 | COMMON | ACCESSIBLE MENS TOILET | Level 1 | 204.1281
FCM 1775 | COMMON | ACCESSIBLE WOMENS TOILET | Level 1 | 252.1362
FCM 1779 | COMMON | VESTIBULE | Level 1 | 171.3668
FCM 2707 | COMMON | STAIR VESTIBULE | Level 2 | 91.508
FCM 2709 | COMMON | CORRIDOR | Level 2 | 952.3945
FCM 2720 | COMMON | STAIR VESTIBULE | Level 2 | 71.9355
FCM 2744 | COMMON | ACCESSIBLE WOMENS TOILET | Level 2 | 48.8695
FCM 2745 | COMMON | ACCESSIBLE MENS TOILET | Level 2 | 98.7533
FCM 2746 | COMMON | CORRIDOR | Level 2 | 870.1539
FCM 2748 | COMMON | CORRIDOR | Level 2 | 1493.8587
FCM 2750 | COMMON | SERVICE ELEVATOR LOBBY | Level 2 | 257.5183
FCM 2751 | COMMON | CORRIDOR | Level 2 | 504.3574
FCM 3-01 | COMMON | CORRIDOR | Level 3 | 3372.8809
FCM 4-01 | COMMON | CORRIDOR | Level 4 | 1355.5254
FCM 4-02 | COMMON | CORRIDOR | Level 4 | 609.3934
FCM 4-03 | COMMON | CORRIDOR | Level 4 | 217.0205
FCM 4-04 | COMMON | CORRIDOR | Level 4 | 1030.0852
FCM 4-05 | COMMON | CORRIDOR | Level 4 | 664.4492
FCM 4-09 | COMMON | CORRIDOR | Level 4 | 849.9453
FCM 4-10 | COMMON | CORRIDOR | Level 4 | 1176.4024
FCM 4101 | COMMON | TOILET - MENS | Level 4 | 85.2232
FCM 4103 | COMMON | TOILET - WOMENS | Level 4 | 73.9709
FCM 4363 | COMMON | TOILET - ADA | Level 4 | 62.1148
FCM 4401 | COMMON | CORRIDOR | Level 4 | 452.6379
FCM 4707 | COMMON | STAIR VESTIBULE | Level 4 | 91.6297
FCM 4732 | COMMON | VESTIBULE | Level 4 | 81.2983
FCM 4768 | COMMON | ACCESSIBLE TOILET | Level 4 | 48.3203
FCM 4769 | COMMON | ACCESSIBLE TOILET | Level 4 | 48.8155
FCM 4770 | COMMON | CORRIDOR | Level 4 | 3100.7522
FCM 4771 | COMMON | CORRIDOR | Level 4 | 2039.6101
FCM 4775 | COMMON | SERVICE ELEVATOR LOBBY | Level 4 | 255.3459
FCM 4777 | COMMON | CORRIDOR | Level 4 | 450.6012
FCM 5-01 | COMMON | CORRIDOR | Level 5 | 991.2526
FCM 5-02 | COMMON | CORRIDOR | Level 5 | 706.3073
FCM 5-03 | COMMON | CORRIDOR | Level 5 | 1136.6724
FCM 5-04 | COMMON | CORRIDOR | Level 5 | 646.0741
FCM 5-05 | COMMON | CORRIDOR | Level 5 | 226.3222
FCM 5-06 | COMMON | CORRIDOR | Level 5 | 1756.7236
FCM 5193 | COMMON | TOILET - MENS | Level 5 | 116.5108
FCM 5194 | COMMON | TOILET - WOMENS | Level 5 | 132.1121
FCM 5707 | COMMON | STAIR VESTIBULE | Level 5 | 76.2239
FCM 5732 | COMMON | STAIR VESTIBULE | Level 5 | 80.7745
FCM 5768 | COMMON | ACCESSIBLE TOILET | Level 5 | 50.0583
FCM 5769 | COMMON | ACCESSIBLE TOILET | Level 5 | 52.5759
FCM 5770 | COMMON | CORRIDOR | Level 5 | 3174.506
FCM 5771 | COMMON | CORRIDOR | Level 5 | 1940.1334
FCM 5775 | COMMON | SERVICE ELEVATOR LOBBY | Level 5 | 255.0285
FCM 6707 | COMMON | STAIR VESTIBULE | Level 6 | 76.2239
FCM 6732 | COMMON | STAIR VESTIBULE | Level 6 | 113.0217
FCM 6768 | COMMON | ACCESSIBLE TOILET | Level 6 | 50.058
FCM 6769 | COMMON | ACCESSIBLE TOILET | Level 6 | 52.5756
FCM 6770 | COMMON | CORRIDOR | Level 6 | 3093.9439
FCM 6771 | COMMON | CORRIDOR | Level 6 | 1938.5762
FCM 6775 | COMMON | SERVICE ELEVATOR LOBBY | Level 6 | 255.0285
FCM 7707 | COMMON | STAIR VESTIBULE | Level 7 | 76.2239
FCM 7732 | COMMON | STAIR VESTIBULE | Level 7 | 113.0217
FCM 7768 | COMMON | ACCESSIBLE TOILET | Level 7 | 50.058
FCM 7769 | COMMON | ACCESSIBLE TOILET | Level 7 | 52.5756
FCM 7770 | COMMON | CORRIDOR | Level 7 | 3093.1811
FCM 7771 | COMMON | CORRIDOR | Level 7 | 1939.8874
FCM 7775 | COMMON | SERVICE ELEVATOR LOBBY | Level 7 | 255.0285
FCM 8707 | COMMON | STAIR VESTIBULE | Level 8 | 76.2267
FCM 8732 | COMMON | STAIR VESTIBULE | Level 8 | 113.0025
FCM 8768 | COMMON | ACCESSIBLE TOILET | Level 8 | 50.058
FCM 8769 | COMMON | ACCESSIBLE TOILET | Level 8 | 52.5756
FCM 8770 | COMMON | CORRIDOR | Level 8 | 3092.6797
FCM 8771 | COMMON | CORRIDOR | Level 8 | 1939.4917
FCM 8775 | COMMON | SERVICE ELEVATOR LOBBY | Level 8 | 254.9978
FCM 9707 | COMMON | VESTIBULE | Level 9 | 76.2249
FCM 9732 | COMMON | STAIR VESTIBULE | Level 9 | 103.9787
FCM 9768 | COMMON | ACCESSIBLE TOILET | Level 9 | 50.058
FCM 9769 | COMMON | ACCESSIBLE TOILET | Level 9 | 52.5756
FCM 9770 | COMMON | CORRIDOR | Level 9 | 3075.228
FCM 9771 | COMMON | CORRIDOR | Level 9 | 1938.7693
FCM 9775 | COMMON | SERVICE ELEVATOR LOBBY | Level 9 | 255.0137
FCM C201 | COMMON | CORRIDOR | Level 2 | 2372.5133
FCM C202 | COMMON | CORRIDOR | Level 2 | 714.3726
FCM C203 | COMMON | CORRIDOR | Level 2 | 798.724
FCM C204 | COMMON | CORRIDOR | Level 2 | 2472.1632
FCM C209 | COMMON | CORRIDOR | Level 2 | 477.8247
FCM G-01 | COMMON | CORRIDOR | Level GL | 2076.3431
FCM G-02 | COMMON | CORRIDOR | Level GL | 448.8617
FCM G-03 | COMMON | CORRIDOR | Level GL | 1309.3965
FCM G-04 | COMMON | CORRIDOR | Level GL | 1437.7792
FCM G-05 | COMMON | CORRIDOR | Level GL | 329.3857
FCM G-06 | COMMON | CORRIDOR | Level GL | 229.0936
FCM G119A | COMMON | WAITING | Level GL | 2005.9606
FCM G707 | COMMON | STAIR VESTIBULE | Level GL | 78.4613
FCM G709 | COMMON | CORRIDOR | Level GL | 1728.0487
FCM G713 | COMMON | ACCESSIBLE STAFF TOILET | Level GL | 73.1369
FCM G736 | COMMON | CORRIDOR | Level GL | 1927.0663
FCM G753 | COMMON | VESTIBULE | Level GL | 100.3022
FCM G763 | COMMON | CORRIDOR | Level GL | 1095.4599
FCM G769 | COMMON | SERVICE ELEVATOR LOBBY | Level GL | 255.0285
FCM G770 | COMMON | CORRIDOR | Level GL | 585.6977
FCM L707 | COMMON | STAIR VESTIBULE | Level LL | 129.6361
FCM L714 | COMMON | CORRIDOR | Level LL | 263.8326
FCM L-02 | COMMON | CORRIDOR | Level LL | 340.3515
FCM L715 | COMMON | CORRIDOR | Level LL | 372.0492
FCM L-08 | COMMON | CORRIDOR | Level LL | 397.7245
FCM L710 | COMMON | SERVICE ELEVATOR LOBBY | Level LL | 408.0723
FCM L709 | COMMON | PRESSURIZED EXIT PASSAGEWAY | Level LL | 519.1415
FCM L-04 | COMMON | CORRIDOR | Level LL | 628.904
FCM L-05 | COMMON | CORRIDOR | Level LL | 944.1935
FCM L-06 | COMMON | CORRIDOR | Level LL | 981.3278
FCM L-07 | COMMON | CORRIDOR | Level LL | 1342.862
FCM L-03 | COMMON | CORRIDOR | Level LL | 1761.4995
FCM L-01 | COMMON | CORRIDOR | Level LL | 2997.6975
FCM 3-02 | COMMON | CORRIDOR | Level 3 | 584.0591
FCM 3-04 | COMMON | CORRIDOR | Level 3 | 825.5329
FCM 3-05 | COMMON | CORRIDOR | Level 3 | 740.2832
FCM 3-07 | COMMON | CORRIDOR | Level 3 | 1355.9686
FCM 3-12 | COMMON | CORRIDOR | Level 3 | 223.1803
FCM 3-13 | COMMON | CORRIDOR | Level 3 | 88.1665
FCM 3191 | COMMON | TOILET - WOMENS ADA | Level 3 | 84.4076
FCM 3195 | COMMON | TOILET - MENS | Level 3 | 63.5489
FCM 3707 | COMMON | STAIR VESTIBULE | Level 3 | 91.5819
FCM 3732 | COMMON | VESTIBULE | Level 3 | 81.2834
FCM 3770 | COMMON | CORRIDOR | Level 3 | 3095.7699
FCM 3771 | COMMON | CORRIDOR | Level 3 | 2038.5792
FCM 3775 | COMMON | SERVICE ELEVATOR LOBBY | Level 3 | 255.3467
FCM 3777 | COMMON | CORRIDOR | Level 3 | 432.9045
NRT 1-01 | N/A | ELEVATORS | Level 1 | 727.8302
NRT 1-02 | N/A | STAIR | Level 1 | 369.2243
NRT 1-03 | N/A | ELEVATORS | Level 1 | 421.6354
NRT 1-04 | N/A | NRT | Level 1 | 605.0142
NRT 1-05 | N/A | STAIR | Level 1 | 100.0622
NRT 1-06 | N/A | ELEVATOR | Level 1 | 163.73
NRT 1-07 | N/A | STAIR | Level 1 | 174.4051
NRT 1-08 | N/A | ELEVATOR | Level 1 | 107.7076
NRT 1-09 | N/A | STAIR | Level 1 | 156.6954
NRT 1-10 | N/A | NRT | Level 1 | 196.7882
NRT 1-11 | N/A | STAIR | Level 1 | 250.8753
NRT 1-12 | N/A | STAIR | Level 1 | 192.2373
NRT 1-14 | N/A | STAIR | Level 1 | 374.3552
NRT 1-15 | N/A | STAIR | Level 1 | 336.4602
NRT 1-16 | N/A | NRT | Level 1 | 62.6375
NRT 1-17 | N/A | NRT | Level 1 | 38.7667
NRT 1-18 | N/A | NRT | Level 1 | 57.252
NRT 1-19 | N/A | NRT |  | 0
NRT 1-20 | N/A | STAIR | Level 1 | 385.7395
NRT 1-21 | N/A | NRT | Level 1 | 171.0989
NRT 1-31 | N/A | NRT | Level 1 | 24.7699
NRT 1-32 | N/A | NRT | Level 1 | 50.9228
NRT 1-33 | N/A | NRT | Level 1 | 168.0606
NRT 1-34 | N/A | NRT | Level 1 | 49.1169
NRT 1-35 | N/A | NRT | Level 1 | 255.3562
NRT 10-31 | N/A | NRT | Level 10 | 61.9303
NRT 10-32 | N/A | NRT | Level 10 | 153.3834
NRT 10-33 | N/A | NRT | Level 10 | 110.3357
NRT 10-34 | N/A | NRT | Level 10 | 105.2829
NRT 10-35 | N/A | NRT | Level 10 | 196.816
NRT 10-36 | N/A | NRT | Level 10 | 21.2988
NRT 10701 | N/A | ELEVATORS | Level 10 | 847.6026
NRT 10708 | N/A | STAIR | Level 10 | 395.6453
NRT 10733 | N/A | STAIR | Level 10 | 491.1006
NRT 11701 | N/A | ELEVATORS | Level 11 | 692.3822
NRT 11707 | N/A | STAIR | Level 11 | 551.7051
NRT 11722 | N/A | STAIR | Level 11 | 543.9314
NRT 12-31 | N/A | NRT | Level 12 | 30.3647
NRT 12-32 | N/A | NRT | Level 12 | 178.4503
NRT 12705 | N/A | STAIR | Level 12 | 336.34
NRT 1701 | N/A | ELEVATORS | Level 1 | 842.7154
NRT 1708 | N/A | STAIR | Level 1 | 398.831
NRT 1711 | N/A | ELEVATOR | Level 1 | 174.8993
NRT 1757 | N/A | STAIR | Level 1 | 302.4164
NRT 2-01 | N/A | STAIR | Level 2 | 225.2618
NRT 2-02 | N/A | STAIR | Level 2 | 337.3668
NRT 2-03 | N/A | STAIR | Level 2 | 936.781
NRT 2-04 | N/A | ELEVATOR | Level 2 | 642.4155
NRT 2-05 | N/A | STAIR | Level 2 | 248.4998
NRT 2-06 | N/A | STAIR | Level 2 | 132.6824
NRT 2-07 | N/A | ELEVATOR | Level 2 | 134.7541
NRT 2-08 | N/A | STAIR | Level 2 | 258.7082
NRT 2-09 | N/A | STAIR | Level 2 | 191.4109
NRT 2-10 | N/A | NRT | Level 2 | 117.5613
NRT 2-11 | N/A | NRT | Level 2 | 100.4013
NRT 2-12 | N/A | NRT | Level 2 | 56.0608
NRT 2-13 | N/A | NRT | Level 2 | 132.5756
NRT 2-14 | N/A | NRT | Level 2 | 83.2414
NRT 2-15 | N/A | NRT | Level 2 | 117.1856
NRT 2-16 | N/A | NRT | Level 2 | 117.1856
NRT 2-17 | N/A | NRT | Level 2 | 117.1856
NRT 2-18 | N/A | NRT | Level 2 | 117.1856
NRT 2-19 | N/A | NRT | Level 2 | 5.5642
NRT 2-21 | N/A | NRT | Level 2 | 62.6144
NRT 2-23 | N/A | NRT | Level 2 | 42.4959
NRT 2-24 | N/A | NRT | Level 2 | 8.0572
NRT 2-25 | N/A | NRT | Level 2 | 44.3042
NRT 2-26 | N/A | NRT | Level 2 | 38.6443
NRT 2-27 | N/A | NRT | Level 2 | 105.424
NRT 2-28 | N/A | NRT | Level 2 | 47.9507
NRT 2-29 | N/A | NRT | Level 2 | 104.5729
NRT 2-30 | N/A | NRT | Level 2 | 14.5747
NRT 2-31 | N/A | NRT | Level 2 | 14.9184
NRT 2-32 | N/A | NRT | Level 2 | 11.2604
NRT 2-33 | N/A | STAIR | Level 2 | 188.9306
NRT 2-34 | N/A | STAIR | Level 2 | 112.0704
NRT 2-35 | N/A | NRT | Level 2 | 60.2698
NRT 2-36 | N/A | NRT | Level 2 | 41.1736
NRT 2-37 | N/A | NRT | Level 2 | 41.1736
NRT 2-41 | N/A | NRT | Level 2 | 57.5494
NRT 2-42 | N/A | NRT | Level 2 | 143.8177
NRT 2-43 | N/A | NRT | Level 2 | 274.0753
NRT 2701 | N/A | ELEVATORS | Level 2 | 834.5714
NRT 2708 | N/A | STAIR | Level 2 | 491.9576
NRT 2721 | N/A | STAIR | Level 2 | 489.0195
NRT 3-01 | N/A | SW 1 | Level 3 | 357.4436
NRT 3-02 | N/A | SW 2 | Level 3 | 353.2381
NRT 3-03 | N/A | SW 3 | Level 3 | 900.2585
NRT 3-04 | N/A | SW 4 | Level 3 | 244.7848
NRT 3-05 | N/A | NRT | Level 3 | 547.8912
NRT 3-06 | N/A | SW 6 | Level 3 | 135.4534
NRT 3-07 | N/A | NRT | Level 3 | 198.9632
NRT 3-08 | N/A | SW 8 | Level 3 | 246.9841
NRT 3-09 | N/A | SW 9 | Level 3 | 192.2373
NRT 3-10 | N/A | NRT | Level 3 | 62.8423
NRT 3-11 | N/A | NRT | Level 3 | 68.6984
NRT 3-12 | N/A | NRT | Level 3 | 50.5978
NRT 3-13 | N/A | NRT | Level 3 | 19.9883
NRT 3-14 | N/A | NRT | Level 3 | 67.2264
NRT 3-15 | N/A | NRT | Level 3 | 181.516
NRT 3-16 | N/A | NRT | Level 3 | 146.13
NRT 3-17 | N/A | NRT | Level 3 | 34.3983
NRT 3-18 | N/A | NRT | Level 3 | 22.9921
NRT 3-19 | N/A | NRT | Level 3 | 58.7025
NRT 3-20 | N/A | NRT | Level 3 | 93.5491
NRT 3-21 | N/A | NRT | Level 3 | 38.4457
NRT 3-22 | N/A | NRT | Level 3 | 50.0524
NRT 3-23 | N/A | NRT | Level 3 | 41.6671
NRT 3-24 | N/A | NRT | Level 3 | 63.6511
NRT 3-25 | N/A | NRT | Level 3 | 26.7163
NRT 3-26 | N/A | NRT | Level 3 | 105.0046
NRT 3-31 | N/A | NRT | Level 3 | 57.7393
NRT 3-32 | N/A | NRT | Level 3 | 47.1197
NRT 3-33 | N/A | NRT | Level 3 | 9.0361
NRT 3-34 | N/A | NRT | Level 3 | 104.6704
NRT 3-35 | N/A | NRT | Level 3 | 95.8258
NRT 3701 | N/A | ELEVATORS 1-6 | Level 3 | 836.1517
NRT 3708 | N/A | STAIR 2 | Level 3 | 592.7141
NRT 3733 | N/A | STAIR 1 | Level 3 | 440.2735
NRT 4-01 | N/A | STAIR | Level 4 | 390.0412
NRT 4-02 | N/A | STAIR | Level 4 | 398.2689
NRT 4-03 | N/A | STAIR | Level 4 | 848.8761
NRT 4-04 | N/A | STAIR | Level 4 | 238.3957
NRT 4-05 | N/A | ELEVATORS | Level 4 | 478.2083
NRT 4-06 | N/A | STAIR | Level 4 | 70.7885
NRT 4-07 | N/A | ELEVATOR | Level 4 | 150.8023
NRT 4-08 | N/A | STAIR | Level 4 | 248.4872
NRT 4-09 | N/A | STAIR | Level 4 | 192.2372
NRT 4-10 | N/A | NRT | Level 4 | 10.5255
NRT 4-11 | N/A | NRT | Level 4 | 140.502
NRT 4-12 | N/A | NRT | Level 4 | 93.1225
NRT 4-13 | N/A | NRT | Level 4 | 33.8921
NRT 4-14 | N/A | NRT | Level 4 | 9.8676
NRT 4-15 | N/A | NRT | Level 4 | 67.7218
NRT 4-16 | N/A | NRT | Level 4 | 21.0039
NRT 4-17 | N/A | NRT | Level 4 | 60.6787
NRT 4-18 | N/A | NRT | Level 4 | 9.9167
NRT 4-19 | N/A | NRT | Level 4 | 24.4702
NRT 4-20 | N/A | NRT | Level 4 | 32.191
NRT 4-21 | N/A | NRT | Level 4 | 103.9021
NRT 4-22 | N/A | NRT | Level 4 | 16.0755
NRT 4-23 | N/A | NRT | Level 4 | 64.4203
NRT 4-24 | N/A | NRT | Level 4 | 42.9562
NRT 4-31 | N/A | NRT | Level 4 | 57.7393
NRT 4-32 | N/A | NRT | Level 4 | 146.3436
NRT 4-33 | N/A | NRT | Level 4 | 82.3177
NRT 4-34 | N/A | NRT | Level 4 | 104.7686
NRT 4-35 | N/A | NRT | Level 4 | 155.0137
NRT 4701 | N/A | ELEVATORS | Level 4 | 836.2153
NRT 4708 | N/A | STAIR | Level 4 | 512.933
NRT 4733 | N/A | STAIR | Level 4 | 440.3195
NRT 5-01 | N/A | STAIR | Level 5 | 323.9446
NRT 5-02 | N/A | STAIR | Level 5 | 344.9156
NRT 5-03 | N/A | STAIR | Level 5 | 879.8353
NRT 5-04 | N/A | ELEVATORS | Level 5 | 527.5806
NRT 5-05 | N/A | STAIR | Level 5 | 264.151
NRT 5-06 | N/A | STAIR | Level 5 | 192.2373
NRT 5-07 | N/A | NRT | Level 5 | 68.0976
NRT 5-08 | N/A | NRT | Level 5 | 24.6117
NRT 5-09 | N/A | NRT | Level 5 | 19.2518
NRT 5-10 | N/A | NRT | Level 5 | 15.6658
NRT 5-11 | N/A | NRT | Level 5 | 13.7948
NRT 5-12 | N/A | NRT | Level 5 | 17.3357
NRT 5-13 | N/A | NRT | Level 5 | 37.7306
NRT 5-14 | N/A | NRT | Level 5 | 51.0762
NRT 5-15 | N/A | NRT | Level 5 | 18.5585
NRT 5-16 | N/A | NRT | Level 5 | 16.3774
NRT 5-17 | N/A | NRT | Level 5 | 6.9801
NRT 5-18 | N/A | STAIR | Level 5 | 260.7512
NRT 5-31 | N/A | NRT | Level 5 | 61.9298
NRT 5-32 | N/A | NRT | Level 5 | 153.3835
NRT 5-33 | N/A | NRT | Level 5 | 89.7563
NRT 5-34 | N/A | NRT | Level 5 | 105.1837
NRT 5-35 | N/A | NRT | Level 5 | 196.7555
NRT 5-36 | N/A | NRT | Level 5 | 21.2988
NRT 5701 | N/A | ELEVATORS | Level 5 | 843.436
NRT 5708 | N/A | STAIR | Level 5 | 633.0591
NRT 5733 | N/A | STAIR | Level 5 | 439.9639
NRT 6-01 | N/A | STAIR | Level 6 | 254.2656
NRT 6-02 | N/A | STAIR | Level 6 | 18.3333
NRT 6-03 | N/A | NRT | Level 6 | 378.8333
NRT 6-04 | N/A | STAIR | Level 6 | 217.4236
NRT 6-05 | N/A | NRT | Level 6 | 13.7222
NRT 6-06 | N/A | NRT | Level 6 | 1073.3816
NRT 6-31 | N/A | NRT | Level 6 | 61.9303
NRT 6-32 | N/A | NRT | Level 6 | 153.3814
NRT 6-33 | N/A | NRT | Level 6 | 89.7085
NRT 6-34 | N/A | NRT | Level 6 | 105.1989
NRT 6-35 | N/A | NRT | Level 6 | 196.7787
NRT 6-36 | N/A | NRT | Level 6 | 21.2988
NRT 6701 | N/A | ELEVATORS | Level 6 | 843.436
NRT 6708 | N/A | STAIR | Level 6 | 394.8422
NRT 6733 | N/A | STAIR | Level 6 | 445.1054
NRT 7-01 | N/A | STAIR | Level 7 | 254.2656
NRT 7-02 | N/A | STAIR | Level 7 | 14.5833
NRT 7-03 | N/A | NRT | Level 7 | 378.8333
NRT 7-04 | N/A | NRT | Level 7 | 139.7969
NRT 7-31 | N/A | NRT | Level 7 | 61.9303
NRT 7-32 | N/A | NRT | Level 7 | 153.3814
NRT 7-33 | N/A | NRT | Level 7 | 89.7085
NRT 7-34 | N/A | NRT | Level 7 | 105.1837
NRT 7-35 | N/A | NRT | Level 7 | 196.7741
NRT 7-36 | N/A | NRT | Level 7 | 21.2988
NRT 7701 | N/A | ELEVATORS | Level 7 | 843.4359
NRT 7708 | N/A | STAIR | Level 7 | 394.8422
NRT 7733 | N/A | STAIR | Level 7 | 447.9639
NRT 8-31 | N/A | NRT | Level 8 | 61.9303
NRT 8-32 | N/A | NRT | Level 8 | 153.3835
NRT 8-33 | N/A | NRT | Level 8 | 110.3702
NRT 8-34 | N/A | NRT | Level 8 | 105.2069
NRT 8-35 | N/A | NRT | Level 8 | 196.7533
NRT 8-36 | N/A | NRT | Level 8 | 21.2988
NRT 8701 | N/A | ELEVATORS | Level 8 | 843.4359
NRT 8708 | N/A | STAIR | Level 8 | 394.9863
NRT 8733 | N/A | STAIR | Level 8 | 445.1794
NRT 9-31 | N/A | NRT | Level 9 | 61.9303
NRT 9-32 | N/A | NRT | Level 9 | 153.3814
NRT 9-33 | N/A | NRT | Level 9 | 110.3357
NRT 9-34 | N/A | NRT | Level 9 | 105.1825
NRT 9-35 | N/A | NRT | Level 9 | 196.7846
NRT 9-36 | N/A | NRT | Level 9 | 21.2988
NRT 9701 | N/A | ELEVATORS | Level 9 | 847.6026
NRT 9708 | N/A | STAIR | Level 9 | 391.965
NRT 9733 | N/A | STAIR | Level 9 | 446.8212
NRT G-01 | N/A | ELEVATORS | Level GL | 603.5253
NRT G-02 | N/A | ELEVATORS | Level GL | 503.9064
NRT G-03 | N/A | STAIR | Level GL | 335.7379
NRT G-04 | N/A | STAIR | Level GL | 155.3712
NRT G-05 | N/A | ELEVATOR | Level GL | 62.6497
NRT G-07 | N/A | NRT | Level GL | 35.84
NRT G-08 | N/A | NRT |  | 0
NRT G-15 | N/A | NRT | Level GL | 21.8436
NRT G-16 | N/A | NRT | Level GL | 88.6857
NRT G-17 | N/A | NRT | Level GL | 9.6673
NRT G-18 | N/A | STAIR | Level GL | 337.0134
NRT G-19 | N/A | NRT | Level GL | 14.4515
NRT G-20 | N/A | NRT | Level GL | 53.0239
NRT G-21 | N/A | STAIR | Level GL | 352.5538
NRT G-22 | N/A | NRT | Level GL | 27.4192
NRT G-23 | N/A | NRT | Level GL | 46.8884
NRT G-24 | N/A | STAIR | Level GL | 147.8855
NRT G-25 | N/A | NRT | Level GL | 29.6673
NRT G-26 | N/A | STAIR | Level GL | 148.6384
NRT G-27 | N/A | STAIR | Level GL | 87.8066
NRT G-28 | N/A | NRT | Level GL | 781.9677
NRT G-31 | N/A | NRT | Level GL | 23.4609
NRT G-32 | N/A | NRT | Level GL | 41.1154
NRT G-33 | N/A | NRT | Level GL | 62.8032
NRT G-34 | N/A | NRT | Level GL | 28.4208
NRT G-35 | N/A | STAIR | Level GL | 283.961
NRT G701 | N/A | ELEVATORS | Level GL | 844.7233
NRT G708 | N/A | STAIR | Level GL | 418.4375
NRT G711 | N/A | ELEVATOR | Level GL | 170.0522
NRT G754 | N/A | STAIR | Level GL | 365.0058
NRT G768 | N/A | STAIR | Level GL | 479.5347
NRT L-05 | N/A | ELEVATOR | Level LL | 103.923
NRT L-11 | N/A | NRT | Level LL | 139.4156
NRT L-10 | N/A | NRT | Level LL | 194.5954
NRT L-04 | N/A | STAIR | Level LL | 198.2942
NRT L-12 | N/A | STAIR | Level LL | 255.8036
NRT L768 | N/A | STAIR | Level LL | 277.0686
NRT L-31 | N/A | ELEVATOR | Level LL | 279.4204
NRT L-06 | N/A | STAIR | Level LL | 291.9445
NRT L-03 | N/A | STAIR | Level LL | 337.8588
NRT L-02 | N/A | ELEVATOR | Level LL | 405.0429
NRT L708 | N/A | STAIR | Level LL | 505.594
NRT L-01 | N/A | ELEVATOR | Level LL | 631.4179
NRT L-07 | N/A | STAIR | Level LL | 702.5859
NRT L-32 | N/A | ELEVATORS | Level LL | 778.1641
NRT L-08 | N/A | NRT | Level LL | 1124.6458
NRT L-09 | N/A | NRT | Level LL | 9875.4753
2200 | VACANT | LINEN | Level 2 | 17.5004
2201 | VACANT | CONFERENCE | Level 2 | 191.4938
2202 A/B | VACANT |  | Level 2 | 251.054
2203 | VACANT | TOILET - STAFF | Level 2 | 27.0005
2205 | VACANT | LACTATION ROOM | Level 2 | 117.4911
2206 A/B | VACANT |  | Level 2 | 254.3964
2209 | VACANT | NURSE SUPPORT | Level 2 | 100.9729
2210 A/B | VACANT |  | Level 2 | 240.1093
2211 | VACANT | NURSE STATION | Level 2 | 119.0443
2214 A/B | VACANT |  | Level 2 | 240.1093
2218 A/B | VACANT |  | Level 2 | 254.3964
2219 | VACANT | SOILED UTILITY | Level 2 | 159.5403
2222 A/B | VACANT |  | Level 2 | 254.3964
2226 A/B | VACANT |  | Level 2 | 240.1093
2227 | VACANT | TUB / STORAGE | Level 2 | 39.4044
2231 | VACANT | SHOWER | Level 2 | 21.6042
2241 | VACANT | TOILET - STAFF | Level 2 | 34.3896
2246 A/B/C/D | VACANT |  | Level 2 | 433.9
2251 | VACANT | SITZ BATH | Level 2 | 17.992
2253 | VACANT | SOILED UTILITY | Level 2 | 62.7914
2255 | VACANT | TUB / SHOWER | Level 2 | 24.6231
2261 | VACANT | SUPPLY | Level 2 | 16.4964
2263 | VACANT | CLEAN UTILITY | Level 2 | 116.7077
2275A | VACANT | CASE MGMT | Level 2 | 77.309
2283 | VACANT | TOILET | Level 2 | 67.6092
2293 | VACANT | TOILET | Level 2 | 50.4535
2295 | VACANT | WAITING | Level 2 | 111.6811
2300 | VACANT | OFFICE | Level 2 | 255.9787
2322 | VACANT | OFFICE - PICC | Level 2 | 195.8271
3005 | VACANT | TOILET - STAFF | Level 3 | 37.1587
3007 | VACANT | STORAGE | Level 3 | 63.4874
3009 | VACANT | PHARMACY | Level 3 | 146.7295
3010 | VACANT |  | Level 3 | 213.126
3012 | VACANT |  | Level 3 | 254.408
3013 | VACANT | NURSE SUPPORT | Level 3 | 16.6343
3014 | VACANT |  | Level 3 | 228.5786
3015 | VACANT | TELEMETRY | Level 3 | 39.6643
3016 | VACANT |  | Level 3 | 235.0922
3018 | VACANT |  | Level 3 | 227.7531
3020 | VACANT |  | Level 3 | 244.5773
3022 | VACANT |  | Level 3 | 228.8497
3024 | VACANT |  | Level 3 | 219.2264
3025 | VACANT | STORAGE | Level 3 | 35.3306
3026 | VACANT |  | Level 3 | 295.7493
3027 | VACANT | STORAGE | Level 3 | 20.7106
3028 | VACANT |  | Level 3 | 187.7694
3030 | VACANT |  | Level 3 | 226.3692
3032 | VACANT |  | Level 3 | 220.3823
3033 | VACANT | STORAGE | Level 3 | 34.6958
3034 | VACANT |  | Level 3 | 616.527
3037 | VACANT | OFFICE | Level 3 | 53.6489
3050 | VACANT |  | Level 3 | 305.5466
3055 | VACANT | CLEAN UTILITY | Level 3 | 100.5355
3057 | VACANT | SOILED UTILITY | Level 3 | 103.4123
3063 | VACANT | SHOWER | Level 3 | 64.148
3064 | VACANT | NURSE LOUNGE | Level 3 | 276.7134
3067 | VACANT | STORAGE | Level 3 | 38.5175
3069 | VACANT | OFFICE | Level 3 | 109.8006
3305 | VACANT | LAUNDRY CHUTE | Level 3 | 64.7541
3307 | VACANT | JANITOR | Level 3 | 32.8973
3002 A/B | VACANT |  | Level 3 | 334.0655
3006 A/B | VACANT |  | Level 3 | 328.1627
3009A | VACANT | STORAGE | Level 3 | 8.4022
3013A | VACANT | STORAGE | Level 3 | 10.2951
3017B | VACANT | NURSE STATION | Level 3 | 236.9215
3042 A/B/C/D | VACANT |  | Level 3 | 625.0533
3052 A/B/C | VACANT |  | Level 3 | 469.4614
3058 A/B/C | VACANT |  | Level 3 | 456.8633
3059A | VACANT | OFFICE | Level 3 | 42.818
3059B | VACANT | OFFICE | Level 3 | 40.5479
4001 | VACANT | OFFICE - PCC | Level 4 | 145.9499
4002 A/B | VACANT |  | Level 4 | 327.265
4003 | VACANT | LINEN | Level 4 | 17.034
4005 | VACANT | TOILET - STAFF | Level 4 | 33.4028
4007 | VACANT | OFFICE | Level 4 | 62.1755
4008 A/B | VACANT |  | Level 4 | 318.1176
4009 | VACANT | SOILED UTILITY | Level 4 | 103.262
4010 | VACANT |  | Level 4 | 241.8351
4011 | VACANT | MEDICATION | Level 4 | 98.1216
4012 | VACANT |  | Level 4 | 232.9101
4013 | VACANT | MEDICATION | Level 4 | 119.9216
4014 | VACANT |  | Level 4 | 228.9103
4015 | VACANT | NURSE STATION | Level 4 | 120.3031
4016 | VACANT |  | Level 4 | 228.9103
4017 | VACANT | CASE MGMT | Level 4 | 62.4719
4018 | VACANT |  | Level 4 | 228.0765
4020 | VACANT |  | Level 4 | 244.9336
4022 | VACANT |  | Level 4 | 224.6293
4023 | VACANT | LINEN | Level 4 | 35.3223
4024 | VACANT |  | Level 4 | 250.7064
4025 | VACANT | STORAGE | Level 4 | 19.1357
4026 | VACANT |  | Level 4 | 249.1162
4026A | VACANT | TOILET | Level 4 | 61.1052
4028 | VACANT |  | Level 4 | 216.8076
4030 | VACANT |  | Level 4 | 212.0418
4032 | VACANT |  | Level 4 | 268.774
4034 A/B/C/D | VACANT |  | Level 4 | 595.6487
4041 | VACANT | DICTATION | Level 4 | 41.1216
4041A | VACANT | STORAGE | Level 4 | 9.4463
4042 A/B/C/D | VACANT |  | Level 4 | 538.7006
4050 | VACANT |  | Level 4 | 409.4097
4052 A/B/C | VACANT |  | Level 4 | 456.9974
4057 | VACANT | LINEN | Level 4 | 17.034
4058 A/B/C | VACANT |  | Level 4 | 471.1945
4061 | VACANT | CONFERENCE | Level 4 | 81.0945
4063 | VACANT | SHOWER | Level 4 | 92.5459
4064 | VACANT |  | Level 4 | 254.6501
4072 | VACANT | STORAGE | Level 4 | 26.5675
4191 | VACANT | OFFICE | Level 4 | 138.2569
4350 | VACANT | NURSE STATION | Level 4 | 171.2241
4350A | VACANT | DIALYSIS - 8 STATIONS | Level 4 | 2022.8313
4350I | VACANT | DIALYSIS - ISOL | Level 4 | 119.6969
4350J | VACANT | DIALYSIS - ISOL | Level 4 | 125.96
4351 | VACANT | SOILED UTILITY | Level 4 | 62.7934
4353 | VACANT | CLEAN UTILITY | Level 4 | 78.4475
4355 | VACANT | TECH WORK ROOM | Level 4 | 212.4624
4357 | VACANT | LOUNGE / LOCKERS / CONF | Level 4 | 244.3686
4359 | VACANT | REVERSE OSMOSIS EQUIP | Level 4 | 55.7021
4361 | VACANT | OFFICE - PCC | Level 4 | 106.1141
5001 | VACANT | OFFICE - PCC | Level 5 | 139.7695
5002 A/B | VACANT |  | Level 5 | 323.7115
5003 | VACANT | LINEN | Level 5 | 14.5873
5005 | VACANT | TUB ROOM | Level 5 | 48.1798
5006 A/B | VACANT |  | Level 5 | 337.9376
5007 | VACANT | OFFICE | Level 5 | 75.6615
5010 | VACANT |  | Level 5 | 244.2663
5011 | VACANT | NURSE STATION | Level 5 | 96.1116
5012 | VACANT |  | Level 5 | 237.1664
5014 | VACANT |  | Level 5 | 230.4902
5015 | VACANT | CASE MGMT | Level 5 | 59.6688
5016 | VACANT |  | Level 5 | 223.1698
5018 | VACANT |  | Level 5 | 149.6492
5020 | VACANT |  | Level 5 | 134.7692
5021 | VACANT | NURSE STATION | Level 5 | 351.0469
5021A | VACANT | NURSE STATION | Level 5 | 11.4488
5022 | VACANT |  | Level 5 | 128.3858
5023 | VACANT | STORAGE - EQUIP | Level 5 | 115.605
5024 | VACANT |  | Level 5 | 174.2953
5025 | VACANT | CLEAN UTILITY | Level 5 | 108.3976
5026 | VACANT |  | Level 5 | 145.1753
5027 | VACANT | LOUNGE | Level 5 | 204.5569
5027A | VACANT | LOCKERS | Level 5 | 75.7362
5028 | VACANT |  | Level 5 | 133.2023
5029 | VACANT | CORRIDOR | Level 5 | 756.5768
5030 | VACANT |  | Level 5 | 140.6691
5032 | VACANT |  | Level 5 | 152.853
5034 | VACANT |  | Level 5 | 245.1525
5035 | VACANT | OFFICE - HEAD NURSE | Level 5 | 60.6606
5036 A/B/C/D | VACANT |  | Level 5 | 592.337
5037 | VACANT | STORAGE | Level 5 | 5.5625
5044 | VACANT |  | Level 5 | 344.9076
5045 | VACANT | PANTRY | Level 5 | 123.7205
5046 A/B/C | VACANT |  | Level 5 | 431.635
5049 | VACANT | CLEAN UTILITY | Level 5 | 130.8399
5051 | VACANT | EQUIP - USED | Level 5 | 84.2876
5052 A/B/C | VACANT |  | Level 5 | 457.1897
5053 | VACANT | LINEN | Level 5 | 14.5873
5055 | VACANT | CONFERENCE | Level 5 | 83.3763
5057 | VACANT | SHOWER | Level 5 | 76.1464
5058 | VACANT |  | Level 5 | 247.7693
5059 | VACANT | LOCKERS | Level 5 | 119.2769
5199 | VACANT | OFFICE | Level 5 | 123.012
5200A | VACANT | STORAGE | Level 5 | 17.4267
5201 | VACANT | CONFERENCE | Level 5 | 190.0898
5201A | VACANT | LINEN | Level 5 | 18.7199
5202 A/B | VACANT |  | Level 5 | 274.5374
5203 | VACANT | TOILET - STAFF | Level 5 | 37.7223
5206 A/B | VACANT |  | Level 5 | 246.148
5209 | VACANT | RECEPTION | Level 5 | 102.2871
5210 A/B | VACANT |  | Level 5 | 261.1948
5211 | VACANT | NURSE STATION | Level 5 | 127.1788
5214 A/B | VACANT |  | Level 5 | 246.148
5218 A/B | VACANT |  | Level 5 | 261.1948
5219 | VACANT | CLEAN UTILITY | Level 5 | 160.9595
5222 A/B | VACANT |  | Level 5 | 246.148
5226 A/B | VACANT |  | Level 5 | 261.1948
5229 | VACANT | STORAGE - RESPIRATORY | Level 5 | 67.0756
5230 A/B | VACANT |  | Level 5 | 246.148
5231 | VACANT | SHOWER | Level 5 | 24.2588
5234 A/B | VACANT |  | Level 5 | 261.1948
5238 A/B | VACANT |  | Level 5 | 243.4356
5239 | VACANT | TOILET - STAFF | Level 5 | 20.2928
5242 | VACANT |  | Level 5 | 229.9137
5244 | VACANT |  | Level 5 | 232.8049
5246 A/B | VACANT |  | Level 5 | 396.5569
5249 | VACANT | TOILET | Level 5 | 18.3654
5254 A/B | VACANT |  | Level 5 | 246.6929
5258 A/B | VACANT |  | Level 5 | 252.602
5259 | VACANT | STORAGE | Level 5 | 54.3885
5261 | VACANT | SHOWER | Level 5 | 24.4994
5261A | VACANT | STORAGE | Level 5 | 13.8246
5262 A/B | VACANT |  | Level 5 | 237.5551
5263 | VACANT | SOILED UTILITY | Level 5 | 123.113
5266 A/B | VACANT |  | Level 5 | 252.602
5270 A/B | VACANT |  | Level 5 | 237.5551
5274 | VACANT |  | Level 5 | 252.602
5278 | VACANT |  | Level 5 | 237.5551
5279 | VACANT | OFFICE | Level 5 | 90.026
5281 | VACANT | OFFICE | Level 5 | 113.4208
5282 | VACANT |  | Level 5 | 246.7805
5284 | VACANT |  | Level 5 | 260.9833
5289 | VACANT | WAITING | Level 5 | 110.6419
5307 | VACANT | OFFICE | Level 5 | 102.5738
C303 | VACANT | CORRIDOR | Level 3 | 2168.1605
C408 | VACANT | CORRIDOR | Level 4 | 2283.3603
C509 | VACANT | CORRIDOR | Level 5 | 2470.6373